## Assets
Asset_Facility_Name | Asset_Category Name | Asset_Name | Asset_Description | Asset_Parent_Name | Asset_Parent_Name | Asset_Serial_no | DC_Capacity | DC_Rating | AC_Rating | Quantity/Module_Quantity | Asset_category_name | Asset_Type_Name | Asset_Status_Name | Description_Maintenance | Warranty Type | Asset_warranty_Provider | Asset_Warranty_Start_Date | Asset_Warranty_Expiry_Date | Warranty Tenure (How many years/month/days) | Asset_Warranty_Certificate_No | Asset_Manufacturer_Name | Asset_Supplier_Name | Asset_Model_Name | Asset_cost | Asset_Currency | Asset_BarCode | Asset_UNSPC_Code | Asset_Purchase_Code | Asset_Customer_Name | Asset_Owner_Name | Asset_SPV_Name | Asset_Operator_Name | Asset_calibration/testing_date | Asset_calibration_frequency | Asset_Last_calibration_date | Calibration_Next_Due_date | Calibration_reminder_days
CNHalli_Block1 | Transformer | CNHalli_Block1_IDT1 | Inverter Transformers |  | CNHalli_Block_1 | 2187005 | - | - | 4.4 MVA,11KV/405V, | 1 | Transformer | Main Inventry | In Operation |  | Out of Warranty | Toshiba Transmission & Distribution Systems (India) Pvt. Ltd. | 2017-09-26 | 2022-09-25 | 60 | D17000375 | Toshiba Transmission & Distribution Systems (India) Pvt. Ltd. | L&T | ONAN | [5 empty] | Bescom | HSEPL | Clean Solar Power Tumkur Private Limited | Meera Corporation Kr | 2022-12-14 | 12
CNHalli_Block1 | ACDB | CNHalli_Block1_ACDB | ACDB |  | CNHalli_Block_1 | - | - | - | 415v / 32A | 1 | ACDB | Main Inventry | In Operation |  | Out of Warranty | StahllformTechnik Pvt. Ltd. | 2017-09-26 | 2022-09-25 | 60 | NA | StahllformTechnik Pvt. Ltd. | L&T | Outdoor floor Mouinting | [5 empty] | Bescom | HSEPL | Clean Solar Power Tumkur Private Limited | Meera Corporation Kr | - | NA
CNHalli_Block1 | Transformer | CNHalli_Block1_Aux-Trafo | Aux Trafo |  | CNHalli_Block_1 | VMCL/a/3085 | - | - | 11KV/400V, 75 KVA | 1 | Transformer | Main Inventry | In Operation |  | Out of Warranty | Voltech Manufacturing Company Ltd. | 2017-09-26 | 2022-09-25 | 60 | VMCL/Warranty/50/17-18 | Voltech Manufacturing Company Ltd. | L&T | ONAN | [5 empty] | Bescom | HSEPL | Clean Solar Power Tumkur Private Limited | Meera Corporation Kr | - | NA
CNHalli_Block1 | Change Over Panel | CNHalli_Block1_Change_Over Panel | Change Over Panel |  | CNHalli_Block_1 | - | - | - | 415V, 80A | 1 | Auxiliary Panel | Main Inventry | In Operation |  | Out of Warranty | StahllformTechnik Pvt. Ltd. | 2017-09-26 | 2022-09-25 | 60 | NA | StahllformTechnik Pvt. Ltd. | L&T | Outdoor wall Mouinting | [5 empty] | Bescom | HSEPL | Clean Solar Power Tumkur Private Limited | Meera Corporation Kr | - | NA
CNHalli_Block1 | UPS | CNHalli_Block1_UPS | UPS |  | CNHalli_Block_1 | 20170600611 | - | 25KVA, 380VDC | 400V | 1 | UPS | Main Inventry | In Operation |  | Out of Warranty | Power One Micro Systems Pvt. Ltd., | 2017-08-31 | 2020-08-30 | 36 | NA | Power One Micro Systems Pvt. Ltd., | L&T | PMP253R32 | [5 empty] | Bescom | HSEPL | Clean Solar Power Tumkur Private Limited | Meera Corporation Kr | - | NA
CNHalli_Block1 | UPS | CNHalli_Block1_UPS_DB | UPD_DB |  | CNHalli_Block_1 | - | - | - | 415V, 63A | 1 | UPS DB | Main Inventry | In Operation |  | Out of Warranty | StahllformTechnik Pvt. Ltd. | 2017-09-26 | 2022-09-25 | 60 | NA | StahllformTechnik Pvt. Ltd. | L&T | Indoor wall Mouinting | [5 empty] | Bescom | HSEPL | Clean Solar Power Tumkur Private Limited | Meera Corporation Kr | - | NA
CNHalli_Block1 | UPS | CNHalli_Block1_UPS_Batteries | Battery |  | CNHalli_Block_1 | - | - | 12V | - | 32 | Batteries | Main Inventry | In Operation |  | Out of Warranty | Power One Micro Systems Pvt. Ltd., | 2017-08-31 | 2019-08-30 | 24 | NA | Exide | L&T | EP 65-12 | [5 empty] | Bescom | HSEPL | Clean Solar Power Tumkur Private Limited | Meera Corporation Kr | - | NA
CNHalli_Block1 | RMU | CNHalli_Block1_RMU | RMU |  | CNHalli_Block_1 | LQR01/05/03/12885 | - | - | 12KV, 565A, 21kA, 3sec | 1 | RMU | Main Inventry | In Operation |  | Out of Warranty | Siemens Ltd. | 2017-09-26 | 2022-09-25 | 60 | NA | Siemens Ltd. | L&T | 8DJH ST - RRL outdoor | [5 empty] | Bescom | HSEPL | Clean Solar Power Tumkur Private Limited | Meera Corporation Kr | 2022-12-25 | 12
CNHalli_Block1 | Inverter | CNHalli_Block1_INV1 | Inverter-1 |  | CNHalli_Block_1 | 180805062 | 1088.64 | DC-1000V, 1635A | AC- 1100kva /OP-405,1586A | 1 | Inverter | Main Inventry | In Operation |  | In Warranty | SMA Solar Technology AG | 2017-09-26 | 2023-09-18 | 78 | 401893921 | SMA Solar Technology AG | HSEPL | Sunny Central 1000CP XT | [5 empty] | Bescom | HSEPL | Clean Solar Power Tumkur Private Limited | Meera Corporation Kr | - | NA
CNHalli_Block1 | Inverter | CNHalli_Block1_INV2 | Inverter-2 |  | CNHalli_Block_1 | 180804823 | 1088.64 | DC-1000V, 1635A | AC- 1100kva /OP-405,1586A | 1 | Inverter | Main Inventry | In Operation |  | In Warranty | SMA Solar Technology AG | 2017-09-26 | 2023-09-18 | 78 | 401893921 | SMA Solar Technology AG | HSEPL | Sunny Central 1000CP XT | [5 empty] | Bescom | HSEPL | Clean Solar Power Tumkur Private Limited | Meera Corporation Kr | - | NA
CNHalli_Block1 | Inverter | CNHalli_Block1_INV3 | Inverter-3 |  | CNHalli_Block_1 | 180804981 | 1091.29 | DC-1000V, 1635A | AC- 1100kva /OP-405,1586A | 1 | Inverter | Main Inventry | In Operation |  | In Warranty | SMA Solar Technology AG | 2017-09-26 | 2023-09-18 | 78 | 401893921 | SMA Solar Technology AG | HSEPL | Sunny Central 1000CP XT | [5 empty] | Bescom | HSEPL | Clean Solar Power Tumkur Private Limited | Meera Corporation Kr | - | NA
CNHalli_Block1 | Inverter | CNHalli_Block1_INV4 | Inverter-4 |  | CNHalli_Block_1 | 180805041 | 1088.64 | DC-1000V, 1635A | AC- 1100kva /OP-405,1586A | 1 | Inverter | Main Inventry | In Operation |  | In Warranty | SMA Solar Technology AG | 2017-09-26 | 2023-09-18 | 78 | 401893921 | SMA Solar Technology AG | HSEPL | Sunny Central 1000CP XT | [5 empty] | Bescom | HSEPL | Clean Solar Power Tumkur Private Limited | Meera Corporation Kr | - | NA
CNHalli_Block1 | SCADA | CNHalli_Block1_PLC | PLC |  | CNHalli_Block_1 | PRJ10124-P2 | - | 24v Dc | 230 AC | 1 | SCADA | Main Inventry | In Operation |  | Out of Warranty | GE Intelligent Platforms | 2017-09-26 | 2019-09-25 | 24 | NA | GE Intelligent Platforms | L&T | Outdoor floor Mouinting | [5 empty] | Bescom | HSEPL | Clean Solar Power Tumkur Private Limited | Meera Corporation Kr | - | NA
CNHalli_Block1 | SCADA | CNHalli_Block1_PLC | Master PLC - Processor |  | CNHalli_Block_1 | PRJ10124-P2 | - | 24v Dc | 230 AC | 1 | SCADA | Main Inventry | In Operation |  | Out of Warranty | GE Intelligent Platforms | 2017-09-26 | 2019-09-25 | 24 | NA | GE Intelligent Platforms | L&T | Outdoor floor Mouinting | [5 empty] | Bescom | HSEPL | Clean Solar Power Tumkur Private Limited | Meera Corporation Kr | - | NA
CNHalli_Block1 | SCADA | CNHalli_Block1_PLC | Slave PLCs |  | CNHalli_Block_1 | PRJ10124-P2 | - | 24v Dc | 230 AC | 7 | SCADA | Main Inventry | In Operation |  | Out of Warranty | GE Intelligent Platforms | 2017-09-26 | 2019-09-25 | 24 | NA | GE Intelligent Platforms | L&T | Outdoor floor Mouinting | [5 empty] | Bescom | HSEPL | Clean Solar Power Tumkur Private Limited | Meera Corporation Kr | - | NA
CNHalli_Block1 | SCADA | CNHalli_Block1_PLC | Ethernet Switch |  | CNHalli_Block_1 | PRJ10124-P2 | - | 24v Dc | 230 AC | 2 | SCADA | Main Inventry | In Operation |  | Out of Warranty | GE Intelligent Platforms | 2017-09-26 | 2019-09-25 | 24 | NA | GE Intelligent Platforms | L&T | Outdoor floor Mouinting | [5 empty] | Bescom | HSEPL | Clean Solar Power Tumkur Private Limited | Meera Corporation Kr | - | NA
CNHalli_Block1 | SCADA | CNHalli_Block1_PLC | Analog Input Module |  | CNHalli_Block_1 | PRJ10124-P2 | - | 24v Dc | 230 AC | 1 | SCADA | Main Inventry | In Operation |  | Out of Warranty | GE Intelligent Platforms | 2017-09-26 | 2019-09-25 | 24 | NA | GE Intelligent Platforms | L&T | Outdoor floor Mouinting | [5 empty] | Bescom | HSEPL | Clean Solar Power Tumkur Private Limited | Meera Corporation Kr | - | NA
CNHalli_Block1 | SCADA | CNHalli_Block1_PLC | Coverter(RS-232 TO RS-485/422) |  | CNHalli_Block_1 | PRJ10124-P2 | - | 24v Dc | 230 AC | 8 | SCADA | Main Inventry | In Operation |  | Out of Warranty | GE Intelligent Platforms | 2017-09-26 | 2019-09-25 | 24 | NA | GE Intelligent Platforms | L&T | Outdoor floor Mouinting | [5 empty] | Bescom | HSEPL | Clean Solar Power Tumkur Private Limited | Meera Corporation Kr | - | NA
CNHalli_Block1 | SCADA | CNHalli_Block1_PLC | RTU LINK BOX |  | CNHalli_Block_1 | PRJ10124-P2 | - | 24v Dc | 230 AC | 2 | SCADA | Main Inventry | In Operation |  | Out of Warranty | GE Intelligent Platforms | 2017-09-26 | 2019-09-25 | 24 | NA | GE Intelligent Platforms | L&T | Outdoor floor Mouinting | [5 empty] | Bescom | HSEPL | Clean Solar Power Tumkur Private Limited | Meera Corporation Kr | - | NA
CNHalli_Block1 | SCADA | CNHalli_Block1_PLC | Digital Input Module |  | CNHalli_Block_1 | PRJ10124-P2 | - | 24v Dc | 230 AC | 1 | SCADA | Main Inventry | In Operation |  | Out of Warranty | GE Intelligent Platforms | 2017-09-26 | 2019-09-25 | 24 | NA | GE Intelligent Platforms | L&T | Outdoor floor Mouinting | [5 empty] | Bescom | HSEPL | Clean Solar Power Tumkur Private Limited | Meera Corporation Kr | - | NA
CNHalli_Block1 | SCADA | CNHalli_Block1_PLC | Digital Output Module |  | CNHalli_Block_1 | PRJ10124-P2 | - | 24v Dc | 230 AC | 1 | SCADA | Main Inventry | In Operation |  | Out of Warranty | GE Intelligent Platforms | 2017-09-26 | 2019-09-25 | 24 | NA | GE Intelligent Platforms | L&T | Outdoor floor Mouinting | [5 empty] | Bescom | HSEPL | Clean Solar Power Tumkur Private Limited | Meera Corporation Kr | - | NA
CNHalli_Block1 | LIGHTING | CNHalli_Block1_LDB | LDB |  | CNHalli_Block_1 | - | - | - | 415V / 32A | 1 | LTDB | Main Inventry | In Operation |  | Out of Warranty | StahllformTechnik Pvt. Ltd. | 2017-09-26 | 2022-09-25 | 60 | NA | StahllformTechnik Pvt. Ltd. | L&T | Oudoor wall Mouinting | [5 empty] | Bescom | HSEPL | Clean Solar Power Tumkur Private Limited | Meera Corporation Kr | - | NA
CNHalli_Block1 | SMB | CNHalli_Block1_INV1_SMB1 | BLOCK_1_SMB_1.1 |  | CNHalli_Block_1_INV_1 | 17E01485GO | - | 1000VDC 266A | - | 1 | SCB | Main Inventry | In Operation |  | Out of Warranty | Statcon Energiaa Pvt. Ltd. | 2017-09-26 | 2022-09-25 | 60 | NA | Statcon Energiaa Pvt. Ltd. | L&T | 14IN 1OUT - Three Box Model | [5 empty] | Bescom | HSEPL | Clean Solar Power Tumkur Private Limited | Meera Corporation Kr | - | NA
CNHalli_Block1 | SMB | CNHalli_Block1_INV1_SMB2 | BLOCK_1_SMB_1.2 |  | CNHalli_Block_1_INV_1 | 17E01397GO | - | 1000VDC 266A | - | 1 | SCB | Main Inventry | In Operation |  | Out of Warranty | Statcon Energiaa Pvt. Ltd. | 2017-09-26 | 2022-09-25 | 60 | NA | Statcon Energiaa Pvt. Ltd. | L&T | 14IN 1OUT - Three Box Model | [5 empty] | Bescom | HSEPL | Clean Solar Power Tumkur Private Limited | Meera Corporation Kr | - | NA
CNHalli_Block1 | SMB | CNHalli_Block1_INV1_SMB3 | BLOCK_1_SMB_1.3 |  | CNHalli_Block_1_INV_1 | 17E01448GO | - | 1000VDC 266A | - | 1 | SCB | Main Inventry | In Operation |  | Out of Warranty | Statcon Energiaa Pvt. Ltd. | 2017-09-26 | 2022-09-25 | 60 | NA | Statcon Energiaa Pvt. Ltd. | L&T | 14IN 1OUT - Three Box Model | [5 empty] | Bescom | HSEPL | Clean Solar Power Tumkur Private Limited | Meera Corporation Kr | - | NA
CNHalli_Block1 | SMB | CNHalli_Block1_INV1_SMB4 | BLOCK_1_SMB_1.4 |  | CNHalli_Block_1_INV_1 | 17E01468GO | - | 1000VDC 266A | - | 1 | SCB | Main Inventry | In Operation |  | Out of Warranty | Statcon Energiaa Pvt. Ltd. | 2017-09-26 | 2022-09-25 | 60 | NA | Statcon Energiaa Pvt. Ltd. | L&T | 14IN 1OUT - Three Box Model | [5 empty] | Bescom | HSEPL | Clean Solar Power Tumkur Private Limited | Meera Corporation Kr | - | NA
CNHalli_Block1 | SMB | CNHalli_Block1_INV1_SMB5 | BLOCK_1_SMB_1.5 |  | CNHalli_Block_1_INV_1 | 17E01509GO | - | 1000VDC 266A | - | 1 | SCB | Main Inventry | In Operation |  | Out of Warranty | Statcon Energiaa Pvt. Ltd. | 2017-09-26 | 2022-09-25 | 60 | NA | Statcon Energiaa Pvt. Ltd. | L&T | 14IN 1OUT - Three Box Model | [5 empty] | Bescom | HSEPL | Clean Solar Power Tumkur Private Limited | Meera Corporation Kr | - | NA
CNHalli_Block1 | SMB | CNHalli_Block1_INV1_SMB6 | BLOCK_1_SMB_1.6 |  | CNHalli_Block_1_INV_1 | 17E01456GO | - | 1000VDC 266A | - | 1 | SCB | Main Inventry | In Operation |  | Out of Warranty | Statcon Energiaa Pvt. Ltd. | 2017-09-26 | 2022-09-25 | 60 | NA | Statcon Energiaa Pvt. Ltd. | L&T | 14IN 1OUT - Three Box Model | [5 empty] | Bescom | HSEPL | Clean Solar Power Tumkur Private Limited | Meera Corporation Kr | - | NA
CNHalli_Block1 | SMB | CNHalli_Block1_INV1_SMB7 | BLOCK_1_SMB_1.7 |  | CNHalli_Block_1_INV_1 | 17E01504GO | - | 1000VDC 266A | - | 1 | SCB | Main Inventry | In Operation |  | Out of Warranty | Statcon Energiaa Pvt. Ltd. | 2017-09-26 | 2022-09-25 | 60 | NA | Statcon Energiaa Pvt. Ltd. | L&T | 14IN 1OUT - Three Box Model | [5 empty] | Bescom | HSEPL | Clean Solar Power Tumkur Private Limited | Meera Corporation Kr | - | NA
CNHalli_Block1 | SMB | CNHalli_Block1_INV2_SMB1 | BLOCK_1_SMB_2.1 |  | CNHalli_Block_1_INV_2 | 17E01412GO | - | 1000VDC 266A | - | 1 | SCB | Main Inventry | In Operation |  | Out of Warranty | Statcon Energiaa Pvt. Ltd. | 2017-09-26 | 2022-09-25 | 60 | NA | Statcon Energiaa Pvt. Ltd. | L&T | 14IN 1OUT - Three Box Model | [5 empty] | Bescom | HSEPL | Clean Solar Power Tumkur Private Limited | Meera Corporation Kr | - | NA
CNHalli_Block1 | SMB | CNHalli_Block1_INV2_SMB2 | BLOCK_1_SMB_2.2 |  | CNHalli_Block_1_INV_2 | 17E01409GO | - | 1000VDC 266A | - | 1 | SCB | Main Inventry | In Operation |  | Out of Warranty | Statcon Energiaa Pvt. Ltd. | 2017-09-26 | 2022-09-25 | 60 | NA | Statcon Energiaa Pvt. Ltd. | L&T | 14IN 1OUT - Three Box Model | [5 empty] | Bescom | HSEPL | Clean Solar Power Tumkur Private Limited | Meera Corporation Kr | - | NA
CNHalli_Block1 | SMB | CNHalli_Block1_INV2_SMB3 | BLOCK_1_SMB_2.3 |  | CNHalli_Block_1_INV_2 | 17E01444GO | - | 1000VDC 266A | - | 1 | SCB | Main Inventry | In Operation |  | Out of Warranty | Statcon Energiaa Pvt. Ltd. | 2017-09-26 | 2022-09-25 | 60 | NA | Statcon Energiaa Pvt. Ltd. | L&T | 14IN 1OUT - Three Box Model | [5 empty] | Bescom | HSEPL | Clean Solar Power Tumkur Private Limited | Meera Corporation Kr | - | NA
CNHalli_Block1 | SMB | CNHalli_Block1_INV2_SMB4 | BLOCK_1_SMB_2.4 |  | CNHalli_Block_1_INV_2 | 17E01453GO | - | 1000VDC 266A | - | 1 | SCB | Main Inventry | In Operation |  | Out of Warranty | Statcon Energiaa Pvt. Ltd. | 2017-09-26 | 2022-09-25 | 60 | NA | Statcon Energiaa Pvt. Ltd. | L&T | 14IN 1OUT - Three Box Model | [5 empty] | Bescom | HSEPL | Clean Solar Power Tumkur Private Limited | Meera Corporation Kr | - | NA
CNHalli_Block1 | SMB | CNHalli_Block1_INV2_SMB5 | BLOCK_1_SMB_2.5 |  | CNHalli_Block_1_INV_2 | 17E01443GO | - | 1000VDC 266A | - | 1 | SCB | Main Inventry | In Operation |  | Out of Warranty | Statcon Energiaa Pvt. Ltd. | 2017-09-26 | 2022-09-25 | 60 | NA | Statcon Energiaa Pvt. Ltd. | L&T | 14IN 1OUT - Three Box Model | [5 empty] | Bescom | HSEPL | Clean Solar Power Tumkur Private Limited | Meera Corporation Kr | - | NA
CNHalli_Block1 | SMB | CNHalli_Block1_INV2_SMB6 | BLOCK_1_SMB_2.6 |  | CNHalli_Block_1_INV_2 | 17E01407GO | - | 1000VDC 266A | - | 1 | SCB | Main Inventry | In Operation |  | Out of Warranty | Statcon Energiaa Pvt. Ltd. | 2017-09-26 | 2022-09-25 | 60 | NA | Statcon Energiaa Pvt. Ltd. | L&T | 14IN 1OUT - Three Box Model | [5 empty] | Bescom | HSEPL | Clean Solar Power Tumkur Private Limited | Meera Corporation Kr | - | NA
CNHalli_Block1 | SMB | CNHalli_Block1_INV2_SMB7 | BLOCK_1_SMB_2.7 |  | CNHalli_Block_1_INV_2 | 17E01401GO | - | 1000VDC 266A | - | 1 | SCB | Main Inventry | In Operation |  | Out of Warranty | Statcon Energiaa Pvt. Ltd. | 2017-09-26 | 2022-09-25 | 60 | NA | Statcon Energiaa Pvt. Ltd. | L&T | 14IN 1OUT - Three Box Model | [5 empty] | Bescom | HSEPL | Clean Solar Power Tumkur Private Limited | Meera Corporation Kr | - | NA
CNHalli_Block1 | SMB | CNHalli_Block1_INV3_SMB1 | BLOCK_1_SMB_3.1 |  | CNHalli_Block_1_INV_3 | 17E01526GO | - | 1000VDC 266A | - | 1 | SCB | Main Inventry | In Operation |  | Out of Warranty | Statcon Energiaa Pvt. Ltd. | 2017-09-26 | 2022-09-25 | 60 | NA | Statcon Energiaa Pvt. Ltd. | L&T | 14IN 1OUT - Three Box Model | [5 empty] | Bescom | HSEPL | Clean Solar Power Tumkur Private Limited | Meera Corporation Kr | - | NA
CNHalli_Block1 | SMB | CNHalli_Block1_INV3_SMB2 | BLOCK_1_SMB_3.2 |  | CNHalli_Block_1_INV_3 | 17E01405GO | - | 1000VDC 266A | - | 1 | SCB | Main Inventry | In Operation |  | Out of Warranty | Statcon Energiaa Pvt. Ltd. | 2017-09-26 | 2022-09-25 | 60 | NA | Statcon Energiaa Pvt. Ltd. | L&T | 14IN 1OUT - Three Box Model | [5 empty] | Bescom | HSEPL | Clean Solar Power Tumkur Private Limited | Meera Corporation Kr | - | NA
CNHalli_Block1 | SMB | CNHalli_Block1_INV3_SMB3 | BLOCK_1_SMB_3.3 |  | CNHalli_Block_1_INV_3 | 17E01984GO | - | 1000VDC 266A | - | 1 | SCB | Main Inventry | In Operation |  | Out of Warranty | Statcon Energiaa Pvt. Ltd. | 2017-09-26 | 2022-09-25 | 60 | NA | Statcon Energiaa Pvt. Ltd. | L&T | 14IN 1OUT - Three Box Model | [5 empty] | Bescom | HSEPL | Clean Solar Power Tumkur Private Limited | Meera Corporation Kr | - | NA
CNHalli_Block1 | SMB | CNHalli_Block1_INV3_SMB4 | BLOCK_1_SMB_3.4 |  | CNHalli_Block_1_INV_3 | 17E01432GO | - | 1000VDC 266A | - | 1 | SCB | Main Inventry | In Operation |  | Out of Warranty | Statcon Energiaa Pvt. Ltd. | 2017-09-26 | 2022-09-25 | 60 | NA | Statcon Energiaa Pvt. Ltd. | L&T | 14IN 1OUT - Three Box Model | [5 empty] | Bescom | HSEPL | Clean Solar Power Tumkur Private Limited | Meera Corporation Kr | - | NA
CNHalli_Block1 | SMB | CNHalli_Block1_INV3_SMB5 | BLOCK_1_SMB_3.5 |  | CNHalli_Block_1_INV_3 | 17E01449GO | - | 1000VDC 266A | - | 1 | SCB | Main Inventry | In Operation |  | Out of Warranty | Statcon Energiaa Pvt. Ltd. | 2017-09-26 | 2022-09-25 | 60 | NA | Statcon Energiaa Pvt. Ltd. | L&T | 14IN 1OUT - Three Box Model | [5 empty] | Bescom | HSEPL | Clean Solar Power Tumkur Private Limited | Meera Corporation Kr | - | NA
CNHalli_Block1 | SMB | CNHalli_Block1_INV3_SMB6 | BLOCK_1_SMB_3.6 |  | CNHalli_Block_1_INV_3 | 17E01388GO | - | 1000VDC 266A | - | 1 | SCB | Main Inventry | In Operation |  | Out of Warranty | Statcon Energiaa Pvt. Ltd. | 2017-09-26 | 2022-09-25 | 60 | NA | Statcon Energiaa Pvt. Ltd. | L&T | 14IN 1OUT - Three Box Model | [5 empty] | Bescom | HSEPL | Clean Solar Power Tumkur Private Limited | Meera Corporation Kr | - | NA
CNHalli_Block1 | SMB | CNHalli_Block1_INV3_SMB7 | BLOCK_1_SMB_3.7 |  | CNHalli_Block_1_INV_3 | 17E01400GO | - | 1000VDC 266A | - | 1 | SCB | Main Inventry | In Operation |  | Out of Warranty | Statcon Energiaa Pvt. Ltd. | 2017-09-26 | 2022-09-25 | 60 | NA | Statcon Energiaa Pvt. Ltd. | L&T | 14IN 1OUT - Three Box Model | [5 empty] | Bescom | HSEPL | Clean Solar Power Tumkur Private Limited | Meera Corporation Kr | - | NA
CNHalli_Block1 | SMB | CNHalli_Block1_INV4_SMB1 | BLOCK_1_SMB_4.1 |  | CNHalli_Block_1_INV_4 | 17E01387GO | - | 1000VDC 266A | - | 1 | SCB | Main Inventry | In Operation |  | Out of Warranty | Statcon Energiaa Pvt. Ltd. | 2017-09-26 | 2022-09-25 | 60 | NA | Statcon Energiaa Pvt. Ltd. | L&T | 14IN 1OUT - Three Box Model | [5 empty] | Bescom | HSEPL | Clean Solar Power Tumkur Private Limited | Meera Corporation Kr | - | NA
CNHalli_Block1 | SMB | CNHalli_Block1_INV4_SMB2 | BLOCK_1_SMB_4.2 |  | CNHalli_Block_1_INV_4 | 17E01417GO | - | 1000VDC 266A | - | 1 | SCB | Main Inventry | In Operation |  | Out of Warranty | Statcon Energiaa Pvt. Ltd. | 2017-09-26 | 2022-09-25 | 60 | NA | Statcon Energiaa Pvt. Ltd. | L&T | 14IN 1OUT - Three Box Model | [5 empty] | Bescom | HSEPL | Clean Solar Power Tumkur Private Limited | Meera Corporation Kr | - | NA
CNHalli_Block1 | SMB | CNHalli_Block1_INV4_SMB3 | BLOCK_1_SMB_4.3 |  | CNHalli_Block_1_INV_4 | 17E01416GO | - | 1000VDC 266A | - | 1 | SCB | Main Inventry | In Operation |  | Out of Warranty | Statcon Energiaa Pvt. Ltd. | 2017-09-26 | 2022-09-25 | 60 | NA | Statcon Energiaa Pvt. Ltd. | L&T | 14IN 1OUT - Three Box Model | [5 empty] | Bescom | HSEPL | Clean Solar Power Tumkur Private Limited | Meera Corporation Kr | - | NA
CNHalli_Block1 | SMB | CNHalli_Block1_INV4_SMB4 | BLOCK_1_SMB_4.4 |  | CNHalli_Block_1_INV_4 | 17E01427GO | - | 1000VDC 266A | - | 1 | SCB | Main Inventry | In Operation |  | Out of Warranty | Statcon Energiaa Pvt. Ltd. | 2017-09-26 | 2022-09-25 | 60 | NA | Statcon Energiaa Pvt. Ltd. | L&T | 14IN 1OUT - Three Box Model | [5 empty] | Bescom | HSEPL | Clean Solar Power Tumkur Private Limited | Meera Corporation Kr | - | NA
CNHalli_Block1 | SMB | CNHalli_Block1_INV4_SMB5 | BLOCK_1_SMB_4.5 |  | CNHalli_Block_1_INV_4 | 17E01512GO | - | 1000VDC 266A | - | 1 | SCB | Main Inventry | In Operation |  | Out of Warranty | Statcon Energiaa Pvt. Ltd. | 2017-09-26 | 2022-09-25 | 60 | NA | Statcon Energiaa Pvt. Ltd. | L&T | 14IN 1OUT - Three Box Model | [5 empty] | Bescom | HSEPL | Clean Solar Power Tumkur Private Limited | Meera Corporation Kr | - | NA
CNHalli_Block1 | SMB | CNHalli_Block1_INV4_SMB6 | BLOCK_1_SMB_4.6 |  | CNHalli_Block_1_INV_4 | 17E01391GO | - | 1000VDC 266A | - | 1 | SCB | Main Inventry | In Operation |  | Out of Warranty | Statcon Energiaa Pvt. Ltd. | 2017-09-26 | 2022-09-25 | 60 | NA | Statcon Energiaa Pvt. Ltd. | L&T | 14IN 1OUT - Three Box Model | [5 empty] | Bescom | HSEPL | Clean Solar Power Tumkur Private Limited | Meera Corporation Kr | - | NA
CNHalli_Block1 | SMB | CNHalli_Block1_INV4_SMB7 | BLOCK_1_SMB_4.7 |  | CNHalli_Block_1_INV_4 | 17E01406GO | - | 1000VDC 266A | - | 1 | SCB | Main Inventry | In Operation |  | Out of Warranty | Statcon Energiaa Pvt. Ltd. | 2017-09-26 | 2022-09-25 | 60 | NA | Statcon Energiaa Pvt. Ltd. | L&T | 14IN 1OUT - Three Box Model | [5 empty] | Bescom | HSEPL | Clean Solar Power Tumkur Private Limited | Meera Corporation Kr | - | NA
CNHalli_Block1 | Tracker | Block1 INV1_TRK10 | BLOCK_1_TRK_10 |  | CNHalli_BLOCK_1__SMB_1.1 | - | - | 24VDC | 400V / 3.34A | 1 | Tracker | Main Inventry | In Operation |  | Out of Warranty | Auma India Pvt Ltd & Focaal Automation Pvt Ltd. | 2017-09-26 | 2020-09-25 | 36 | NA | Auma India Pvt Ltd & Focaal Automation Pvt Ltd. | L&T | ASDL25Gm (ABG025.2029) | [5 empty] | Bescom | HSEPL | Clean Solar Power Tumkur Private Limited | Meera Corporation Kr | - | NA
CNHalli_Block1 | Tracker | Block1 INV1_TRK11 | BLOCK_1_TRK_11 |  | CNHalli_BLOCK_1__SMB_1.2 & CNHalli_BLOCK_1__SMB_1.3 | - | - | 24VDC | 400V / 3.34A | 1 | Tracker | Main Inventry | In Operation |  | Out of Warranty | Auma India Pvt Ltd & Focaal Automation Pvt Ltd. | 2017-09-26 | 2020-09-25 | 36 | NA | Auma India Pvt Ltd & Focaal Automation Pvt Ltd. | L&T | ASDL25Gm (ABG025.2029) | [5 empty] | Bescom | HSEPL | Clean Solar Power Tumkur Private Limited | Meera Corporation Kr | - | NA
CNHalli_Block1 | Tracker | Block1 INV1_TRK19 | BLOCK_1_TRK_19 |  | CNHalli_BLOCK_1__SMB_1.4 | - | - | 24VDC | 400V / 3.34A | 1 | Tracker | Main Inventry | In Operation |  | Out of Warranty | Auma India Pvt Ltd & Focaal Automation Pvt Ltd. | 2017-09-26 | 2020-09-25 | 36 | NA | Auma India Pvt Ltd & Focaal Automation Pvt Ltd. | L&T | ASDL25Gm (ABG025.2029) | [5 empty] | Bescom | HSEPL | Clean Solar Power Tumkur Private Limited | Meera Corporation Kr | - | NA
CNHalli_Block1 | Tracker | Block1 INV1_TRK20 | BLOCK_1_TRK_20 |  | CNHalli_BLOCK_1__SMB_1.5 & CNHalli_BLOCK_1__SMB_1.6 | - | - | 24VDC | 400V / 3.34A | 1 | Tracker | Main Inventry | In Operation |  | Out of Warranty | Auma India Pvt Ltd & Focaal Automation Pvt Ltd. | 2017-09-26 | 2020-09-25 | 36 | NA | Auma India Pvt Ltd & Focaal Automation Pvt Ltd. | L&T | ASDL25Gm (ABG025.2029) | [5 empty] | Bescom | HSEPL | Clean Solar Power Tumkur Private Limited | Meera Corporation Kr | - | NA
CNHalli_Block1 | Tracker | Block1 INV1_TRK12 | BLOCK_1_TRK_12 |  | CNHalli_BLOCK_1__SMB_1.7 | - | - | 24VDC | 400V / 3.34A | 1 | Tracker | Main Inventry | In Operation |  | Out of Warranty | Auma India Pvt Ltd & Focaal Automation Pvt Ltd. | 2017-09-26 | 2020-09-25 | 36 | NA | Auma India Pvt Ltd & Focaal Automation Pvt Ltd. | L&T | ASDL25Gm (ABG025.2029) | [5 empty] | Bescom | HSEPL | Clean Solar Power Tumkur Private Limited | Meera Corporation Kr | - | NA
CNHalli_Block1 | Tracker | Block1 INV2_TRK03 | BLOCK_1_TRK_03 |  | CNHalli_BLOCK_1__SMB_2.1 & CNHalli_BLOCK_1__SMB_2.7 | - | - | 24VDC | 400V / 3.34A | 1 | Tracker | Main Inventry | In Operation |  | Out of Warranty | Auma India Pvt Ltd & Focaal Automation Pvt Ltd. | 2017-09-26 | 2020-09-25 | 36 | NA | Auma India Pvt Ltd & Focaal Automation Pvt Ltd. | L&T | ASDL25Gm (ABG025.2029) | [5 empty] | Bescom | HSEPL | Clean Solar Power Tumkur Private Limited | Meera Corporation Kr | - | NA
CNHalli_Block1 | Tracker | Block1 INV2_TRK01 | BLOCK_1_TRK_01 |  | CNHalli_BLOCK_1__SMB_2.2 & CNHalli_BLOCK_1__SMB_2.3 | - | - | 24VDC | 400V / 3.34A | 1 | Tracker | Main Inventry | In Operation |  | Out of Warranty | Auma India Pvt Ltd & Focaal Automation Pvt Ltd. | 2017-09-26 | 2020-09-25 | 36 | NA | Auma India Pvt Ltd & Focaal Automation Pvt Ltd. | L&T | ASDL25Gm (ABG025.2029) | [5 empty] | Bescom | HSEPL | Clean Solar Power Tumkur Private Limited | Meera Corporation Kr | - | NA
CNHalli_Block1 | Tracker | Block1 INV2_TRK02 | BLOCK_1_TRK_02 |  | CNHalli_BLOCK_1__SMB_2.4 ,CNHalli_BLOCK_1__SMB_2.5 & CNHalli_BLOCK_1__SMB_2.6 | - | - | 24VDC | 400V / 3.34A | 1 | Tracker | Main Inventry | In Operation |  | Out of Warranty | Auma India Pvt Ltd & Focaal Automation Pvt Ltd. | 2017-09-26 | 2020-09-25 | 36 | NA | Auma India Pvt Ltd & Focaal Automation Pvt Ltd. | L&T | ASDL25Gm (ABG025.2029) | [5 empty] | Bescom | HSEPL | Clean Solar Power Tumkur Private Limited | Meera Corporation Kr | - | NA
CNHalli_Block1 | Tracker | Block1 INV3_TRK37 | BLOCK_1_TRK_37 |  | CNHalli_BLOCK_1__SMB_3.1 | - | - | 24VDC | 400V / 3.34A | 1 | Tracker | Main Inventry | In Operation |  | Out of Warranty | Auma India Pvt Ltd & Focaal Automation Pvt Ltd. | 2017-09-26 | 2020-09-25 | 36 | NA | Auma India Pvt Ltd & Focaal Automation Pvt Ltd. | L&T | ASDL25Gm (ABG025.2029) | [5 empty] | Bescom | HSEPL | Clean Solar Power Tumkur Private Limited | Meera Corporation Kr | - | NA
CNHalli_Block1 | Tracker | Block1 INV3_TRK38 | BLOCK_1_TRK_38 |  | CNHalli_BLOCK_1__SMB_3.1 ,CNHalli_BLOCK_1__SMB_3.2 | - | - | 24VDC | 400V / 3.34A | 1 | Tracker | Main Inventry | In Operation |  | Out of Warranty | Auma India Pvt Ltd & Focaal Automation Pvt Ltd. | 2017-09-26 | 2020-09-25 | 36 | NA | Auma India Pvt Ltd & Focaal Automation Pvt Ltd. | L&T | ASDL25Gm (ABG025.2029) | [5 empty] | Bescom | HSEPL | Clean Solar Power Tumkur Private Limited | Meera Corporation Kr | - | NA
CNHalli_Block1 | Tracker | Block1 INV3_TRK29 | BLOCK_1_TRK_29 |  | CNHalli_BLOCK_1__SMB_3.2, CNHalli_BLOCK_1__SMB_3.5 | - | - | 24VDC | 400V / 3.34A | 1 | Tracker | Main Inventry | In Operation |  | Out of Warranty | Auma India Pvt Ltd & Focaal Automation Pvt Ltd. | 2017-09-26 | 2020-09-25 | 36 | NA | Auma India Pvt Ltd & Focaal Automation Pvt Ltd. | L&T | ASDL25Gm (ABG025.2029) | [5 empty] | Bescom | HSEPL | Clean Solar Power Tumkur Private Limited | Meera Corporation Kr | - | NA
CNHalli_Block1 | Tracker | Block1 INV3_TRK28 | BLOCK_1_TRK_28 |  | CNHalli_BLOCK_1__SMB_3.3 ,CNHalli_BLOCK_1__SMB_3.4 | - | - | 24VDC | 400V / 3.34A | 1 | Tracker | Main Inventry | In Operation |  | Out of Warranty | Auma India Pvt Ltd & Focaal Automation Pvt Ltd. | 2017-09-26 | 2020-09-25 | 36 | NA | Auma India Pvt Ltd & Focaal Automation Pvt Ltd. | L&T | ASDL25Gm (ABG025.2029) | [5 empty] | Bescom | HSEPL | Clean Solar Power Tumkur Private Limited | Meera Corporation Kr | - | NA
CNHalli_Block1 | Tracker | Block1 INV3_TRK30 | BLOCK_1_TRK_30 |  | CNHalli_BLOCK_1__SMB_3.6 & CNHalli_BLOCK_1__SMB_3.7 | - | - | 24VDC | 400V / 3.34A | 1 | Tracker | Main Inventry | In Operation |  | Out of Warranty | Auma India Pvt Ltd & Focaal Automation Pvt Ltd. | 2017-09-26 | 2020-09-25 | 36 | NA | Auma India Pvt Ltd & Focaal Automation Pvt Ltd. | L&T | ASDL25Gm (ABG025.2029) | [5 empty] | Bescom | HSEPL | Clean Solar Power Tumkur Private Limited | Meera Corporation Kr | - | NA
CNHalli_Block1 | Tracker | Block1 INV4_TRK30 | BLOCK_1_TRK_30 |  | CNHalli_BLOCK_1__SMB_4.1 | - | - | 24VDC | 400V / 3.34A | 1 | Tracker | Main Inventry | In Operation |  | Out of Warranty | Auma India Pvt Ltd & Focaal Automation Pvt Ltd. | 2017-09-26 | 2020-09-25 | 36 | NA | Auma India Pvt Ltd & Focaal Automation Pvt Ltd. | L&T | ASDL25Gm (ABG025.2029) | [5 empty] | Bescom | HSEPL | Clean Solar Power Tumkur Private Limited | Meera Corporation Kr | - | NA
CNHalli_Block1 | Tracker | Block1 INV4_TRK31 | BLOCK_1_TRK_31 |  | CNHalli_BLOCK_1__SMB_4.1 | - | - | 24VDC | 400V / 3.34A | 1 | Tracker | Main Inventry | In Operation |  | Out of Warranty | Auma India Pvt Ltd & Focaal Automation Pvt Ltd. | 2017-09-26 | 2020-09-25 | 36 | NA | Auma India Pvt Ltd & Focaal Automation Pvt Ltd. | L&T | ASDL25Gm (ABG025.2029) | [5 empty] | Bescom | HSEPL | Clean Solar Power Tumkur Private Limited | Meera Corporation Kr | - | NA
CNHalli_Block1 | Tracker | Block1 INV4_TRK21 | BLOCK_1_TRK_21 |  | CNHalli_BLOCK_1__SMB_4.2 & CNHalli_BLOCK_1__SMB_4.3 & CNHalli_BLOCK_1__SMB_4.7 | - | - | 24VDC | 400V / 3.34A | 1 | Tracker | Main Inventry | In Operation |  | Out of Warranty | Auma India Pvt Ltd & Focaal Automation Pvt Ltd. | 2017-09-26 | 2020-09-25 | 36 | NA | Auma India Pvt Ltd & Focaal Automation Pvt Ltd. | L&T | ASDL25Gm (ABG025.2029) | [5 empty] | Bescom | HSEPL | Clean Solar Power Tumkur Private Limited | Meera Corporation Kr | - | NA
CNHalli_Block1 | Tracker | Block1 INV4_TRK22 | BLOCK_1_TRK_22 |  | CNHalli_BLOCK_1__SMB_4.2 & CNHalli_BLOCK_1__SMB_4.7 | - | - | 24VDC | 400V / 3.34A | 1 | Tracker | Main Inventry | In Operation |  | Out of Warranty | Auma India Pvt Ltd & Focaal Automation Pvt Ltd. | 2017-09-26 | 2020-09-25 | 36 | NA | Auma India Pvt Ltd & Focaal Automation Pvt Ltd. | L&T | ASDL25Gm (ABG025.2029) | [5 empty] | Bescom | HSEPL | Clean Solar Power Tumkur Private Limited | Meera Corporation Kr | - | NA
CNHalli_Block1 | Tracker | Block1 INV4_TRK13 | BLOCK_1_TRK_13 |  | CNHalli_BLOCK_1__SMB_4.4 | - | - | 24VDC | 400V / 3.34A | 1 | Tracker | Main Inventry | In Operation |  | Out of Warranty | Auma India Pvt Ltd & Focaal Automation Pvt Ltd. | 2017-09-26 | 2020-09-25 | 36 | NA | Auma India Pvt Ltd & Focaal Automation Pvt Ltd. | L&T | ASDL25Gm (ABG025.2029) | [5 empty] | Bescom | HSEPL | Clean Solar Power Tumkur Private Limited | Meera Corporation Kr | - | NA
CNHalli_Block1 | Tracker | Block1 INV4_TRK12 | BLOCK_1_TRK_12 |  | CNHalli_BLOCK_1__SMB_4.4 & CNHalli_BLOCK_1__SMB_4.5 | - | - | 24VDC | 400V / 3.34A | 1 | Tracker | Main Inventry | In Operation |  | Out of Warranty | Auma India Pvt Ltd & Focaal Automation Pvt Ltd. | 2017-09-26 | 2020-09-25 | 36 | NA | Auma India Pvt Ltd & Focaal Automation Pvt Ltd. | L&T | ASDL25Gm (ABG025.2029) | [5 empty] | Bescom | HSEPL | Clean Solar Power Tumkur Private Limited | Meera Corporation Kr | - | NA
CNHalli_Block1 | Tracker | Block1 INV4_TRK3 | BLOCK_1_TRK_3 |  | CNHalli_BLOCK_1__SMB_4.6 | - | - | 24VDC | 400V / 3.34A | 1 | Tracker | Main Inventry | In Operation |  | Out of Warranty | Auma India Pvt Ltd & Focaal Automation Pvt Ltd. | 2017-09-26 | 2020-09-25 | 36 | NA | Auma India Pvt Ltd & Focaal Automation Pvt Ltd. | L&T | ASDL25Gm (ABG025.2029) | [5 empty] | Bescom | HSEPL | Clean Solar Power Tumkur Private Limited | Meera Corporation Kr | - | NA
CNHalli_Block1 | Tracker | Block1 INV4_TRK4 | BLOCK_1_TRK_4 |  | CNHalli_BLOCK_1__SMB_4.6 | - | - | 24VDC | 400V / 3.34A | 1 | Tracker | Main Inventry | In Operation |  | Out of Warranty | Auma India Pvt Ltd & Focaal Automation Pvt Ltd. | 2017-09-26 | 2020-09-25 | 36 | NA | Auma India Pvt Ltd & Focaal Automation Pvt Ltd. | L&T | ASDL25Gm (ABG025.2029) | [5 empty] | Bescom | HSEPL | Clean Solar Power Tumkur Private Limited | Meera Corporation Kr | - | NA
CNHalli_Block1 | Modules | CNHalli_Block1_SMB1.1_S1 | PV Solar Module String |  | CNHalli_BLOCK_1_SMB1.1 | - | 13.44 | 320W | - | 42 | Modules | Main Inventry | In Operation |  | In Warranty | Trina Solar Co. Ltd. | 2017-09-26 | 2027-09-26 | 120 | TED-A11042-1808-XSC-0109-0 | Trina Solar Co. Ltd. | HSEPL | TSM-320PD14 | [5 empty] | Bescom | HSEPL | Clean Solar Power Tumkur Private Limited | Meera Corporation Kr | 2022-12-15 | 12
CNHalli_Block1 | Modules | CNHalli_Block1_SMB1.1_S2 | PV Solar Module String |  | CNHalli_BLOCK_1_SMB1.1 | - | 13.44 | 320W | - | 42 | Modules | Main Inventry | In Operation |  | In Warranty | Trina Solar Co. Ltd. | 2017-09-26 | 2027-09-26 | 120 | TED-A11042-1808-XSC-0109-0 | Trina Solar Co. Ltd. | HSEPL | TSM-320PD14 | [5 empty] | Bescom | HSEPL | Clean Solar Power Tumkur Private Limited | Meera Corporation Kr | 2022-12-16 | 12
CNHalli_Block1 | Modules | CNHalli_Block1_SMB1.1_S3 | PV Solar Module String |  | CNHalli_BLOCK_1_SMB1.1 | - | 13.44 | 320W | - | 42 | Modules | Main Inventry | In Operation |  | In Warranty | Trina Solar Co. Ltd. | 2017-09-26 | 2027-09-26 | 120 | TED-A11042-1808-XSC-0109-0 | Trina Solar Co. Ltd. | HSEPL | TSM-320PD14 | [5 empty] | Bescom | HSEPL | Clean Solar Power Tumkur Private Limited | Meera Corporation Kr | 2022-12-17 | 12
CNHalli_Block1 | Modules | CNHalli_Block1_SMB1.1_S4 | PV Solar Module String |  | CNHalli_BLOCK_1_SMB1.1 | - | 13.44 | 320W | - | 42 | Modules | Main Inventry | In Operation |  | In Warranty | Trina Solar Co. Ltd. | 2017-09-26 | 2027-09-26 | 120 | TED-A11042-1808-XSC-0109-0 | Trina Solar Co. Ltd. | HSEPL | TSM-320PD14 | [5 empty] | Bescom | HSEPL | Clean Solar Power Tumkur Private Limited | Meera Corporation Kr | 2022-12-18 | 12
CNHalli_Block1 | Modules | CNHalli_Block1_SMB1.1_S5 | PV Solar Module String |  | CNHalli_BLOCK_1_SMB1.1 | - | 13.44 | 320W | - | 42 | Modules | Main Inventry | In Operation |  | In Warranty | Trina Solar Co. Ltd. | 2017-09-26 | 2027-09-26 | 120 | TED-A11042-1808-XSC-0109-0 | Trina Solar Co. Ltd. | HSEPL | TSM-320PD14 | [5 empty] | Bescom | HSEPL | Clean Solar Power Tumkur Private Limited | Meera Corporation Kr | 2022-12-19 | 12
CNHalli_Block1 | Modules | CNHalli_Block1_SMB1.1_S6 | PV Solar Module String |  | CNHalli_BLOCK_1_SMB1.1 | - | 13.44 | 320W | - | 42 | Modules | Main Inventry | In Operation |  | In Warranty | Trina Solar Co. Ltd. | 2017-09-26 | 2027-09-26 | 120 | TED-A11042-1808-XSC-0109-0 | Trina Solar Co. Ltd. | HSEPL | TSM-320PD14 | [5 empty] | Bescom | HSEPL | Clean Solar Power Tumkur Private Limited | Meera Corporation Kr | 2022-12-20 | 12
CNHalli_Block1 | Modules | CNHalli_Block1_SMB1.1_S7 | PV Solar Module String |  | CNHalli_BLOCK_1_SMB1.1 | - | 13.44 | 320W | - | 42 | Modules | Main Inventry | In Operation |  | In Warranty | Trina Solar Co. Ltd. | 2017-09-26 | 2027-09-26 | 120 | TED-A11042-1808-XSC-0109-0 | Trina Solar Co. Ltd. | HSEPL | TSM-320PD14 | [5 empty] | Bescom | HSEPL | Clean Solar Power Tumkur Private Limited | Meera Corporation Kr | 2022-12-21 | 12
CNHalli_Block1 | Modules | CNHalli_Block1_SMB1.1_S8 | PV Solar Module String |  | CNHalli_BLOCK_1_SMB1.1 | - | 13.44 | 320W | - | 42 | Modules | Main Inventry | In Operation |  | In Warranty | Trina Solar Co. Ltd. | 2017-09-26 | 2027-09-26 | 120 | TED-A11042-1808-XSC-0109-0 | Trina Solar Co. Ltd. | HSEPL | TSM-320PD14 | [5 empty] | Bescom | HSEPL | Clean Solar Power Tumkur Private Limited | Meera Corporation Kr | 2022-12-22 | 12
CNHalli_Block1 | Modules | CNHalli_Block1_SMB1.1_S9 | PV Solar Module String |  | CNHalli_BLOCK_1_SMB1.1 | - | 13.44 | 320W | - | 42 | Modules | Main Inventry | In Operation |  | In Warranty | Trina Solar Co. Ltd. | 2017-09-26 | 2027-09-26 | 120 | TED-A11042-1808-XSC-0109-0 | Trina Solar Co. Ltd. | HSEPL | TSM-320PD14 | [5 empty] | Bescom | HSEPL | Clean Solar Power Tumkur Private Limited | Meera Corporation Kr | 2022-12-23 | 12
CNHalli_Block1 | Modules | CNHalli_Block1_SMB1.1_S10 | PV Solar Module String |  | CNHalli_BLOCK_1_SMB1.1 | - | 13.44 | 320W | - | 42 | Modules | Main Inventry | In Operation |  | In Warranty | Trina Solar Co. Ltd. | 2017-09-26 | 2027-09-26 | 120 | TED-A11042-1808-XSC-0109-0 | Trina Solar Co. Ltd. | HSEPL | TSM-320PD14 | [5 empty] | Bescom | HSEPL | Clean Solar Power Tumkur Private Limited | Meera Corporation Kr | 2022-12-24 | 12
CNHalli_Block1 | Modules | CNHalli_Block1_SMB1.1_S11 | PV Solar Module String |  | CNHalli_BLOCK_1_SMB1.1 | - | 13.44 | 320W | - | 42 | Modules | Main Inventry | In Operation |  | In Warranty | Trina Solar Co. Ltd. | 2017-09-26 | 2027-09-26 | 120 | TED-A11042-1808-XSC-0109-0 | Trina Solar Co. Ltd. | HSEPL | TSM-320PD14 | [5 empty] | Bescom | HSEPL | Clean Solar Power Tumkur Private Limited | Meera Corporation Kr | 2022-12-25 | 12
CNHalli_Block1 | Modules | CNHalli_Block1_SMB1.1_S12 | PV Solar Module String |  | CNHalli_BLOCK_1_SMB1.1 | - | 13.44 | 320W | - | 42 | Modules | Main Inventry | In Operation |  | In Warranty | Trina Solar Co. Ltd. | 2017-09-26 | 2027-09-26 | 120 | TED-A11042-1808-XSC-0109-0 | Trina Solar Co. Ltd. | HSEPL | TSM-320PD14 | [5 empty] | Bescom | HSEPL | Clean Solar Power Tumkur Private Limited | Meera Corporation Kr | 2022-12-26 | 12
CNHalli_Block1 | Modules | CNHalli_Block1_SMB1.2_S1 | PV Solar Module String |  | CNHalli_BLOCK_1_SMB1.2 | - | 13.44 | 320W | - | 42 | Modules | Main Inventry | In Operation |  | In Warranty | Trina Solar Co. Ltd. | 2017-09-26 | 2027-09-26 | 120 | TED-A11042-1808-XSC-0109-0 | Trina Solar Co. Ltd. | HSEPL | TSM-320PD14 | [5 empty] | Bescom | HSEPL | Clean Solar Power Tumkur Private Limited | Meera Corporation Kr | 2022-12-27 | 12
CNHalli_Block1 | Modules | CNHalli_Block1_SMB1.2_S2 | PV Solar Module String |  | CNHalli_BLOCK_1_SMB1.2 | - | 13.44 | 320W | - | 42 | Modules | Main Inventry | In Operation |  | In Warranty | Trina Solar Co. Ltd. | 2017-09-26 | 2027-09-26 | 120 | TED-A11042-1808-XSC-0109-0 | Trina Solar Co. Ltd. | HSEPL | TSM-320PD14 | [5 empty] | Bescom | HSEPL | Clean Solar Power Tumkur Private Limited | Meera Corporation Kr | 2022-12-28 | 12
CNHalli_Block1 | Modules | CNHalli_Block1_SMB1.2_S3 | PV Solar Module String |  | CNHalli_BLOCK_1_SMB1.2 | - | 13.44 | 320W | - | 42 | Modules | Main Inventry | In Operation |  | In Warranty | Trina Solar Co. Ltd. | 2017-09-26 | 2027-09-26 | 120 | TED-A11042-1808-XSC-0109-0 | Trina Solar Co. Ltd. | HSEPL | TSM-320PD14 | [5 empty] | Bescom | HSEPL | Clean Solar Power Tumkur Private Limited | Meera Corporation Kr | 2022-12-29 | 12
CNHalli_Block1 | Modules | CNHalli_Block1_SMB1.2_S4 | PV Solar Module String |  | CNHalli_BLOCK_1_SMB1.2 | - | 13.44 | 320W | - | 42 | Modules | Main Inventry | In Operation |  | In Warranty | Trina Solar Co. Ltd. | 2017-09-26 | 2027-09-26 | 120 | TED-A11042-1808-XSC-0109-0 | Trina Solar Co. Ltd. | HSEPL | TSM-320PD14 | [5 empty] | Bescom | HSEPL | Clean Solar Power Tumkur Private Limited | Meera Corporation Kr | 2022-12-30 | 12
CNHalli_Block1 | Modules | CNHalli_Block1_SMB1.2_S5 | PV Solar Module String |  | CNHalli_BLOCK_1_SMB1.2 | - | 13.44 | 320W | - | 42 | Modules | Main Inventry | In Operation |  | In Warranty | Trina Solar Co. Ltd. | 2017-09-26 | 2027-09-26 | 120 | TED-A11042-1808-XSC-0109-0 | Trina Solar Co. Ltd. | HSEPL | TSM-320PD14 | [5 empty] | Bescom | HSEPL | Clean Solar Power Tumkur Private Limited | Meera Corporation Kr | 2022-12-31 | 12
CNHalli_Block1 | Modules | CNHalli_Block1_SMB1.2_S6 | PV Solar Module String |  | CNHalli_BLOCK_1_SMB1.2 | - | 13.44 | 320W | - | 42 | Modules | Main Inventry | In Operation |  | In Warranty | Trina Solar Co. Ltd. | 2017-09-26 | 2027-09-26 | 120 | TED-A11042-1808-XSC-0109-0 | Trina Solar Co. Ltd. | HSEPL | TSM-320PD14 | [5 empty] | Bescom | HSEPL | Clean Solar Power Tumkur Private Limited | Meera Corporation Kr | 2023-01-01 | 12
CNHalli_Block1 | Modules | CNHalli_Block1_SMB1.2_S7 | PV Solar Module String |  | CNHalli_BLOCK_1_SMB1.2 | - | 13.44 | 320W | - | 42 | Modules | Main Inventry | In Operation |  | In Warranty | Trina Solar Co. Ltd. | 2017-09-26 | 2027-09-26 | 120 | TED-A11042-1808-XSC-0109-0 | Trina Solar Co. Ltd. | HSEPL | TSM-320PD14 | [5 empty] | Bescom | HSEPL | Clean Solar Power Tumkur Private Limited | Meera Corporation Kr | 2023-01-02 | 12
CNHalli_Block1 | Modules | CNHalli_Block1_SMB1.2_S8 | PV Solar Module String |  | CNHalli_BLOCK_1_SMB1.2 | - | 13.44 | 320W | - | 42 | Modules | Main Inventry | In Operation |  | In Warranty | Trina Solar Co. Ltd. | 2017-09-26 | 2027-09-26 | 120 | TED-A11042-1808-XSC-0109-0 | Trina Solar Co. Ltd. | HSEPL | TSM-320PD14 | [5 empty] | Bescom | HSEPL | Clean Solar Power Tumkur Private Limited | Meera Corporation Kr | 2023-01-03 | 12
CNHalli_Block1 | Modules | CNHalli_Block1_SMB1.2_S9 | PV Solar Module String |  | CNHalli_BLOCK_1_SMB1.2 | - | 13.44 | 320W | - | 42 | Modules | Main Inventry | In Operation |  | In Warranty | Trina Solar Co. Ltd. | 2017-09-26 | 2027-09-26 | 120 | TED-A11042-1808-XSC-0109-0 | Trina Solar Co. Ltd. | HSEPL | TSM-320PD14 | [5 empty] | Bescom | HSEPL | Clean Solar Power Tumkur Private Limited | Meera Corporation Kr | 2023-01-04 | 12
CNHalli_Block1 | Modules | CNHalli_Block1_SMB1.2_S10 | PV Solar Module String |  | CNHalli_BLOCK_1_SMB1.2 | - | 13.44 | 320W | - | 42 | Modules | Main Inventry | In Operation |  | In Warranty | Trina Solar Co. Ltd. | 2017-09-26 | 2027-09-26 | 120 | TED-A11042-1808-XSC-0109-0 | Trina Solar Co. Ltd. | HSEPL | TSM-320PD14 | [5 empty] | Bescom | HSEPL | Clean Solar Power Tumkur Private Limited | Meera Corporation Kr | 2023-01-05 | 12
CNHalli_Block1 | Modules | CNHalli_Block1_SMB1.2_S11 | PV Solar Module String |  | CNHalli_BLOCK_1_SMB1.2 | - | 13.44 | 320W | - | 42 | Modules | Main Inventry | In Operation |  | In Warranty | Trina Solar Co. Ltd. | 2017-09-26 | 2027-09-26 | 120 | TED-A11042-1808-XSC-0109-0 | Trina Solar Co. Ltd. | HSEPL | TSM-320PD14 | [5 empty] | Bescom | HSEPL | Clean Solar Power Tumkur Private Limited | Meera Corporation Kr | 2023-01-06 | 12
CNHalli_Block1 | Modules | CNHalli_Block1_SMB1.2_S12 | PV Solar Module String |  | CNHalli_BLOCK_1_SMB1.2 | - | 13.44 | 320W | - | 42 | Modules | Main Inventry | In Operation |  | In Warranty | Trina Solar Co. Ltd. | 2017-09-26 | 2027-09-26 | 120 | TED-A11042-1808-XSC-0109-0 | Trina Solar Co. Ltd. | HSEPL | TSM-320PD14 | [5 empty] | Bescom | HSEPL | Clean Solar Power Tumkur Private Limited | Meera Corporation Kr | 2023-01-07 | 12
CNHalli_Block1 | Modules | CNHalli_Block1_SMB1.3_S1 | PV Solar Module String |  | CNHalli_BLOCK_1_SMB1.3 | - | 13.44 | 320W | - | 42 | Modules | Main Inventry | In Operation |  | In Warranty | Trina Solar Co. Ltd. | 2017-09-26 | 2027-09-26 | 120 | TED-A11042-1808-XSC-0109-0 | Trina Solar Co. Ltd. | HSEPL | TSM-320PD14 | [5 empty] | Bescom | HSEPL | Clean Solar Power Tumkur Private Limited | Meera Corporation Kr | 2023-01-08 | 12
CNHalli_Block1 | Modules | CNHalli_Block1_SMB1.3_S2 | PV Solar Module String |  | CNHalli_BLOCK_1_SMB1.3 | - | 13.44 | 320W | - | 42 | Modules | Main Inventry | In Operation |  | In Warranty | Trina Solar Co. Ltd. | 2017-09-26 | 2027-09-26 | 120 | TED-A11042-1808-XSC-0109-0 | Trina Solar Co. Ltd. | HSEPL | TSM-320PD14 | [5 empty] | Bescom | HSEPL | Clean Solar Power Tumkur Private Limited | Meera Corporation Kr | 2023-01-09 | 12
CNHalli_Block1 | Modules | CNHalli_Block1_SMB1.3_S3 | PV Solar Module String |  | CNHalli_BLOCK_1_SMB1.3 | - | 13.44 | 320W | - | 42 | Modules | Main Inventry | In Operation |  | In Warranty | Trina Solar Co. Ltd. | 2017-09-26 | 2027-09-26 | 120 | TED-A11042-1808-XSC-0109-0 | Trina Solar Co. Ltd. | HSEPL | TSM-320PD14 | [5 empty] | Bescom | HSEPL | Clean Solar Power Tumkur Private Limited | Meera Corporation Kr | 2023-01-10 | 12
CNHalli_Block1 | Modules | CNHalli_Block1_SMB1.3_S4 | PV Solar Module String |  | CNHalli_BLOCK_1_SMB1.3 | - | 13.44 | 320W | - | 42 | Modules | Main Inventry | In Operation |  | In Warranty | Trina Solar Co. Ltd. | 2017-09-26 | 2027-09-26 | 120 | TED-A11042-1808-XSC-0109-0 | Trina Solar Co. Ltd. | HSEPL | TSM-320PD14 | [5 empty] | Bescom | HSEPL | Clean Solar Power Tumkur Private Limited | Meera Corporation Kr | 2023-01-11 | 12
CNHalli_Block1 | Modules | CNHalli_Block1_SMB1.3_S5 | PV Solar Module String |  | CNHalli_BLOCK_1_SMB1.3 | - | 13.44 | 320W | - | 42 | Modules | Main Inventry | In Operation |  | In Warranty | Trina Solar Co. Ltd. | 2017-09-26 | 2027-09-26 | 120 | TED-A11042-1808-XSC-0109-0 | Trina Solar Co. Ltd. | HSEPL | TSM-320PD14 | [5 empty] | Bescom | HSEPL | Clean Solar Power Tumkur Private Limited | Meera Corporation Kr | 2023-01-12 | 12
CNHalli_Block1 | Modules | CNHalli_Block1_SMB1.3_S6 | PV Solar Module String |  | CNHalli_BLOCK_1_SMB1.3 | - | 13.44 | 320W | - | 42 | Modules | Main Inventry | In Operation |  | In Warranty | Trina Solar Co. Ltd. | 2017-09-26 | 2027-09-26 | 120 | TED-A11042-1808-XSC-0109-0 | Trina Solar Co. Ltd. | HSEPL | TSM-320PD14 | [5 empty] | Bescom | HSEPL | Clean Solar Power Tumkur Private Limited | Meera Corporation Kr | 2023-01-13 | 12
CNHalli_Block1 | Modules | CNHalli_Block1_SMB1.3_S7 | PV Solar Module String |  | CNHalli_BLOCK_1_SMB1.3 | - | 13.44 | 320W | - | 42 | Modules | Main Inventry | In Operation |  | In Warranty | Trina Solar Co. Ltd. | 2017-09-26 | 2027-09-26 | 120 | TED-A11042-1808-XSC-0109-0 | Trina Solar Co. Ltd. | HSEPL | TSM-320PD14 | [5 empty] | Bescom | HSEPL | Clean Solar Power Tumkur Private Limited | Meera Corporation Kr | 2023-01-14 | 12
CNHalli_Block1 | Modules | CNHalli_Block1_SMB1.3_S8 | PV Solar Module String |  | CNHalli_BLOCK_1_SMB1.3 | - | 13.44 | 320W | - | 42 | Modules | Main Inventry | In Operation |  | In Warranty | Trina Solar Co. Ltd. | 2017-09-26 | 2027-09-26 | 120 | TED-A11042-1808-XSC-0109-0 | Trina Solar Co. Ltd. | HSEPL | TSM-320PD14 | [5 empty] | Bescom | HSEPL | Clean Solar Power Tumkur Private Limited | Meera Corporation Kr | 2023-01-15 | 12
CNHalli_Block1 | Modules | CNHalli_Block1_SMB1.3_S9 | PV Solar Module String |  | CNHalli_BLOCK_1_SMB1.3 | - | 13.44 | 320W | - | 42 | Modules | Main Inventry | In Operation |  | In Warranty | Trina Solar Co. Ltd. | 2017-09-26 | 2027-09-26 | 120 | TED-A11042-1808-XSC-0109-0 | Trina Solar Co. Ltd. | HSEPL | TSM-320PD14 | [5 empty] | Bescom | HSEPL | Clean Solar Power Tumkur Private Limited | Meera Corporation Kr | 2023-01-16 | 12
CNHalli_Block1 | Modules | CNHalli_Block1_SMB1.3_S10 | PV Solar Module String |  | CNHalli_BLOCK_1_SMB1.3 | - | 13.44 | 320W | - | 42 | Modules | Main Inventry | In Operation |  | In Warranty | Trina Solar Co. Ltd. | 2017-09-26 | 2027-09-26 | 120 | TED-A11042-1808-XSC-0109-0 | Trina Solar Co. Ltd. | HSEPL | TSM-320PD14 | [5 empty] | Bescom | HSEPL | Clean Solar Power Tumkur Private Limited | Meera Corporation Kr | 2023-01-17 | 12
CNHalli_Block1 | Modules | CNHalli_Block1_SMB1.3_S11 | PV Solar Module String |  | CNHalli_BLOCK_1_SMB1.3 | - | 13.44 | 320W | - | 42 | Modules | Main Inventry | In Operation |  | In Warranty | Trina Solar Co. Ltd. | 2017-09-26 | 2027-09-26 | 120 | TED-A11042-1808-XSC-0109-0 | Trina Solar Co. Ltd. | HSEPL | TSM-320PD14 | [5 empty] | Bescom | HSEPL | Clean Solar Power Tumkur Private Limited | Meera Corporation Kr | 2023-01-18 | 12
CNHalli_Block1 | Modules | CNHalli_Block1_SMB1.3_S12 | PV Solar Module String |  | CNHalli_BLOCK_1_SMB1.3 | - | 13.44 | 320W | - | 42 | Modules | Main Inventry | In Operation |  | In Warranty | Trina Solar Co. Ltd. | 2017-09-26 | 2027-09-26 | 120 | TED-A11042-1808-XSC-0109-0 | Trina Solar Co. Ltd. | HSEPL | TSM-320PD14 | [5 empty] | Bescom | HSEPL | Clean Solar Power Tumkur Private Limited | Meera Corporation Kr | 2023-01-19 | 12
CNHalli_Block1 | Modules | CNHalli_Block1_SMB1.4_S1 | PV Solar Module String |  | CNHalli_BLOCK_1_SMB1.4 | - | 13.44 | 320W | - | 42 | Modules | Main Inventry | In Operation |  | In Warranty | Trina Solar Co. Ltd. | 2017-09-26 | 2027-09-26 | 120 | TED-A11042-1808-XSC-0109-0 | Trina Solar Co. Ltd. | HSEPL | TSM-320PD14 | [5 empty] | Bescom | HSEPL | Clean Solar Power Tumkur Private Limited | Meera Corporation Kr | 2023-01-20 | 12
CNHalli_Block1 | Modules | CNHalli_Block1_SMB1.4_S2 | PV Solar Module String |  | CNHalli_BLOCK_1_SMB1.4 | - | 13.44 | 320W | - | 42 | Modules | Main Inventry | In Operation |  | In Warranty | Trina Solar Co. Ltd. | 2017-09-26 | 2027-09-26 | 120 | TED-A11042-1808-XSC-0109-0 | Trina Solar Co. Ltd. | HSEPL | TSM-320PD14 | [5 empty] | Bescom | HSEPL | Clean Solar Power Tumkur Private Limited | Meera Corporation Kr | 2023-01-21 | 12
CNHalli_Block1 | Modules | CNHalli_Block1_SMB1.4_S3 | PV Solar Module String |  | CNHalli_BLOCK_1_SMB1.4 | - | 13.44 | 320W | - | 42 | Modules | Main Inventry | In Operation |  | In Warranty | Trina Solar Co. Ltd. | 2017-09-26 | 2027-09-26 | 120 | TED-A11042-1808-XSC-0109-0 | Trina Solar Co. Ltd. | HSEPL | TSM-320PD14 | [5 empty] | Bescom | HSEPL | Clean Solar Power Tumkur Private Limited | Meera Corporation Kr | 2023-01-22 | 12
CNHalli_Block1 | Modules | CNHalli_Block1_SMB1.4_S4 | PV Solar Module String |  | CNHalli_BLOCK_1_SMB1.4 | - | 13.44 | 320W | - | 42 | Modules | Main Inventry | In Operation |  | In Warranty | Trina Solar Co. Ltd. | 2017-09-26 | 2027-09-26 | 120 | TED-A11042-1808-XSC-0109-0 | Trina Solar Co. Ltd. | HSEPL | TSM-320PD14 | [5 empty] | Bescom | HSEPL | Clean Solar Power Tumkur Private Limited | Meera Corporation Kr | 2023-01-23 | 12
CNHalli_Block1 | Modules | CNHalli_Block1_SMB1.4_S5 | PV Solar Module String |  | CNHalli_BLOCK_1_SMB1.4 | - | 13.44 | 320W | - | 42 | Modules | Main Inventry | In Operation |  | In Warranty | Trina Solar Co. Ltd. | 2017-09-26 | 2027-09-26 | 120 | TED-A11042-1808-XSC-0109-0 | Trina Solar Co. Ltd. | HSEPL | TSM-320PD14 | [5 empty] | Bescom | HSEPL | Clean Solar Power Tumkur Private Limited | Meera Corporation Kr | 2023-01-24 | 12
CNHalli_Block1 | Modules | CNHalli_Block1_SMB1.4_S6 | PV Solar Module String |  | CNHalli_BLOCK_1_SMB1.4 | - | 13.44 | 320W | - | 42 | Modules | Main Inventry | In Operation |  | In Warranty | Trina Solar Co. Ltd. | 2017-09-26 | 2027-09-26 | 120 | TED-A11042-1808-XSC-0109-0 | Trina Solar Co. Ltd. | HSEPL | TSM-320PD14 | [5 empty] | Bescom | HSEPL | Clean Solar Power Tumkur Private Limited | Meera Corporation Kr | 2023-01-25 | 12
CNHalli_Block1 | Modules | CNHalli_Block1_SMB1.4_S7 | PV Solar Module String |  | CNHalli_BLOCK_1_SMB1.4 | - | 13.44 | 320W | - | 42 | Modules | Main Inventry | In Operation |  | In Warranty | Trina Solar Co. Ltd. | 2017-09-26 | 2027-09-26 | 120 | TED-A11042-1808-XSC-0109-0 | Trina Solar Co. Ltd. | HSEPL | TSM-320PD14 | [5 empty] | Bescom | HSEPL | Clean Solar Power Tumkur Private Limited | Meera Corporation Kr | 2023-01-26 | 12
CNHalli_Block1 | Modules | CNHalli_Block1_SMB1.4_S8 | PV Solar Module String |  | CNHalli_BLOCK_1_SMB1.4 | - | 13.44 | 320W | - | 42 | Modules | Main Inventry | In Operation |  | In Warranty | Trina Solar Co. Ltd. | 2017-09-26 | 2027-09-26 | 120 | TED-A11042-1808-XSC-0109-0 | Trina Solar Co. Ltd. | HSEPL | TSM-320PD14 | [5 empty] | Bescom | HSEPL | Clean Solar Power Tumkur Private Limited | Meera Corporation Kr | 2023-01-27 | 12
CNHalli_Block1 | Modules | CNHalli_Block1_SMB1.4_S9 | PV Solar Module String |  | CNHalli_BLOCK_1_SMB1.4 | - | 13.44 | 320W | - | 42 | Modules | Main Inventry | In Operation |  | In Warranty | Trina Solar Co. Ltd. | 2017-09-26 | 2027-09-26 | 120 | TED-A11042-1808-XSC-0109-0 | Trina Solar Co. Ltd. | HSEPL | TSM-320PD14 | [5 empty] | Bescom | HSEPL | Clean Solar Power Tumkur Private Limited | Meera Corporation Kr | 2023-01-28 | 12
CNHalli_Block1 | Modules | CNHalli_Block1_SMB1.4_S10 | PV Solar Module String |  | CNHalli_BLOCK_1_SMB1.4 | - | 13.44 | 320W | - | 42 | Modules | Main Inventry | In Operation |  | In Warranty | Trina Solar Co. Ltd. | 2017-09-26 | 2027-09-26 | 120 | TED-A11042-1808-XSC-0109-0 | Trina Solar Co. Ltd. | HSEPL | TSM-320PD14 | [5 empty] | Bescom | HSEPL | Clean Solar Power Tumkur Private Limited | Meera Corporation Kr | 2023-01-29 | 12
CNHalli_Block1 | Modules | CNHalli_Block1_SMB1.4_S11 | PV Solar Module String |  | CNHalli_BLOCK_1_SMB1.4 | - | 13.44 | 320W | - | 42 | Modules | Main Inventry | In Operation |  | In Warranty | Trina Solar Co. Ltd. | 2017-09-26 | 2027-09-26 | 120 | TED-A11042-1808-XSC-0109-0 | Trina Solar Co. Ltd. | HSEPL | TSM-320PD14 | [5 empty] | Bescom | HSEPL | Clean Solar Power Tumkur Private Limited | Meera Corporation Kr | 2023-01-30 | 12
CNHalli_Block1 | Modules | CNHalli_Block1_SMB1.4_S12 | PV Solar Module String |  | CNHalli_BLOCK_1_SMB1.4 | - | 13.44 | 320W | - | 42 | Modules | Main Inventry | In Operation |  | In Warranty | Trina Solar Co. Ltd. | 2017-09-26 | 2027-09-26 | 120 | TED-A11042-1808-XSC-0109-0 | Trina Solar Co. Ltd. | HSEPL | TSM-320PD14 | [5 empty] | Bescom | HSEPL | Clean Solar Power Tumkur Private Limited | Meera Corporation Kr | 2023-01-31 | 12
CNHalli_Block1 | Modules | CNHalli_Block1_SMB1.5_S1 | PV Solar Module String |  | CNHalli_BLOCK_1_SMB1.5 | - | 13.44 | 320W | - | 42 | Modules | Main Inventry | In Operation |  | In Warranty | Trina Solar Co. Ltd. | 2017-09-26 | 2027-09-26 | 120 | TED-A11042-1808-XSC-0109-0 | Trina Solar Co. Ltd. | HSEPL | TSM-320PD14 | [5 empty] | Bescom | HSEPL | Clean Solar Power Tumkur Private Limited | Meera Corporation Kr | 2023-02-01 | 12
CNHalli_Block1 | Modules | CNHalli_Block1_SMB1.5_S2 | PV Solar Module String |  | CNHalli_BLOCK_1_SMB1.5 | - | 13.44 | 320W | - | 42 | Modules | Main Inventry | In Operation |  | In Warranty | Trina Solar Co. Ltd. | 2017-09-26 | 2027-09-26 | 120 | TED-A11042-1808-XSC-0109-0 | Trina Solar Co. Ltd. | HSEPL | TSM-320PD14 | [5 empty] | Bescom | HSEPL | Clean Solar Power Tumkur Private Limited | Meera Corporation Kr | 2023-02-02 | 12
CNHalli_Block1 | Modules | CNHalli_Block1_SMB1.5_S3 | PV Solar Module String |  | CNHalli_BLOCK_1_SMB1.5 | - | 13.44 | 320W | - | 42 | Modules | Main Inventry | In Operation |  | In Warranty | Trina Solar Co. Ltd. | 2017-09-26 | 2027-09-26 | 120 | TED-A11042-1808-XSC-0109-0 | Trina Solar Co. Ltd. | HSEPL | TSM-320PD14 | [5 empty] | Bescom | HSEPL | Clean Solar Power Tumkur Private Limited | Meera Corporation Kr | 2023-02-03 | 12
CNHalli_Block1 | Modules | CNHalli_Block1_SMB1.5_S4 | PV Solar Module String |  | CNHalli_BLOCK_1_SMB1.5 | - | 13.44 | 320W | - | 42 | Modules | Main Inventry | In Operation |  | In Warranty | Trina Solar Co. Ltd. | 2017-09-26 | 2027-09-26 | 120 | TED-A11042-1808-XSC-0109-0 | Trina Solar Co. Ltd. | HSEPL | TSM-320PD14 | [5 empty] | Bescom | HSEPL | Clean Solar Power Tumkur Private Limited | Meera Corporation Kr | 2023-02-04 | 12
CNHalli_Block1 | Modules | CNHalli_Block1_SMB1.5_S5 | PV Solar Module String |  | CNHalli_BLOCK_1_SMB1.5 | - | 13.44 | 320W | - | 42 | Modules | Main Inventry | In Operation |  | In Warranty | Trina Solar Co. Ltd. | 2017-09-26 | 2027-09-26 | 120 | TED-A11042-1808-XSC-0109-0 | Trina Solar Co. Ltd. | HSEPL | TSM-320PD14 | [5 empty] | Bescom | HSEPL | Clean Solar Power Tumkur Private Limited | Meera Corporation Kr | 2023-02-05 | 12
CNHalli_Block1 | Modules | CNHalli_Block1_SMB1.5_S6 | PV Solar Module String |  | CNHalli_BLOCK_1_SMB1.5 | - | 13.44 | 320W | - | 42 | Modules | Main Inventry | In Operation |  | In Warranty | Trina Solar Co. Ltd. | 2017-09-26 | 2027-09-26 | 120 | TED-A11042-1808-XSC-0109-0 | Trina Solar Co. Ltd. | HSEPL | TSM-320PD14 | [5 empty] | Bescom | HSEPL | Clean Solar Power Tumkur Private Limited | Meera Corporation Kr | 2023-02-06 | 12
CNHalli_Block1 | Modules | CNHalli_Block1_SMB1.5_S7 | PV Solar Module String |  | CNHalli_BLOCK_1_SMB1.5 | - | 13.44 | 320W | - | 42 | Modules | Main Inventry | In Operation |  | In Warranty | Trina Solar Co. Ltd. | 2017-09-26 | 2027-09-26 | 120 | TED-A11042-1808-XSC-0109-0 | Trina Solar Co. Ltd. | HSEPL | TSM-320PD14 | [5 empty] | Bescom | HSEPL | Clean Solar Power Tumkur Private Limited | Meera Corporation Kr | 2023-02-07 | 12
CNHalli_Block1 | Modules | CNHalli_Block1_SMB1.5_S8 | PV Solar Module String |  | CNHalli_BLOCK_1_SMB1.5 | - | 13.44 | 320W | - | 42 | Modules | Main Inventry | In Operation |  | In Warranty | Trina Solar Co. Ltd. | 2017-09-26 | 2027-09-26 | 120 | TED-A11042-1808-XSC-0109-0 | Trina Solar Co. Ltd. | HSEPL | TSM-320PD14 | [5 empty] | Bescom | HSEPL | Clean Solar Power Tumkur Private Limited | Meera Corporation Kr | 2023-02-08 | 12
CNHalli_Block1 | Modules | CNHalli_Block1_SMB1.5_S9 | PV Solar Module String |  | CNHalli_BLOCK_1_SMB1.5 | - | 13.44 | 320W | - | 42 | Modules | Main Inventry | In Operation |  | In Warranty | Trina Solar Co. Ltd. | 2017-09-26 | 2027-09-26 | 120 | TED-A11042-1808-XSC-0109-0 | Trina Solar Co. Ltd. | HSEPL | TSM-320PD14 | [5 empty] | Bescom | HSEPL | Clean Solar Power Tumkur Private Limited | Meera Corporation Kr | 2023-02-09 | 12
CNHalli_Block1 | Modules | CNHalli_Block1_SMB1.5_S10 | PV Solar Module String |  | CNHalli_BLOCK_1_SMB1.5 | - | 13.44 | 320W | - | 42 | Modules | Main Inventry | In Operation |  | In Warranty | Trina Solar Co. Ltd. | 2017-09-26 | 2027-09-26 | 120 | TED-A11042-1808-XSC-0109-0 | Trina Solar Co. Ltd. | HSEPL | TSM-320PD14 | [5 empty] | Bescom | HSEPL | Clean Solar Power Tumkur Private Limited | Meera Corporation Kr | 2023-02-10 | 12
CNHalli_Block1 | Modules | CNHalli_Block1_SMB1.5_S11 | PV Solar Module String |  | CNHalli_BLOCK_1_SMB1.5 | - | 13.44 | 320W | - | 42 | Modules | Main Inventry | In Operation |  | In Warranty | Trina Solar Co. Ltd. | 2017-09-26 | 2027-09-26 | 120 | TED-A11042-1808-XSC-0109-0 | Trina Solar Co. Ltd. | HSEPL | TSM-320PD14 | [5 empty] | Bescom | HSEPL | Clean Solar Power Tumkur Private Limited | Meera Corporation Kr | 2023-02-11 | 12
CNHalli_Block1 | Modules | CNHalli_Block1_SMB1.5_S12 | PV Solar Module String |  | CNHalli_BLOCK_1_SMB1.5 | - | 13.44 | 320W | - | 42 | Modules | Main Inventry | In Operation |  | In Warranty | Trina Solar Co. Ltd. | 2017-09-26 | 2027-09-26 | 120 | TED-A11042-1808-XSC-0109-0 | Trina Solar Co. Ltd. | HSEPL | TSM-320PD14 | [5 empty] | Bescom | HSEPL | Clean Solar Power Tumkur Private Limited | Meera Corporation Kr | 2023-02-12 | 12
CNHalli_Block1 | Modules | CNHalli_Block1_SMB1.6_S1 | PV Solar Module String |  | CNHalli_BLOCK_1_SMB1.6 | - | 13.44 | 320W | - | 42 | Modules | Main Inventry | In Operation |  | In Warranty | Trina Solar Co. Ltd. | 2017-09-26 | 2027-09-26 | 120 | TED-A11042-1808-XSC-0109-0 | Trina Solar Co. Ltd. | HSEPL | TSM-320PD14 | [5 empty] | Bescom | HSEPL | Clean Solar Power Tumkur Private Limited | Meera Corporation Kr | 2023-02-13 | 12
CNHalli_Block1 | Modules | CNHalli_Block1_SMB1.6_S2 | PV Solar Module String |  | CNHalli_BLOCK_1_SMB1.6 | - | 13.44 | 320W | - | 42 | Modules | Main Inventry | In Operation |  | In Warranty | Trina Solar Co. Ltd. | 2017-09-26 | 2027-09-26 | 120 | TED-A11042-1808-XSC-0109-0 | Trina Solar Co. Ltd. | HSEPL | TSM-320PD14 | [5 empty] | Bescom | HSEPL | Clean Solar Power Tumkur Private Limited | Meera Corporation Kr | 2023-02-14 | 12
CNHalli_Block1 | Modules | CNHalli_Block1_SMB1.6_S3 | PV Solar Module String |  | CNHalli_BLOCK_1_SMB1.6 | - | 13.44 | 320W | - | 42 | Modules | Main Inventry | In Operation |  | In Warranty | Trina Solar Co. Ltd. | 2017-09-26 | 2027-09-26 | 120 | TED-A11042-1808-XSC-0109-0 | Trina Solar Co. Ltd. | HSEPL | TSM-320PD14 | [5 empty] | Bescom | HSEPL | Clean Solar Power Tumkur Private Limited | Meera Corporation Kr | 2023-02-15 | 12
CNHalli_Block1 | Modules | CNHalli_Block1_SMB1.6_S4 | PV Solar Module String |  | CNHalli_BLOCK_1_SMB1.6 | - | 13.44 | 320W | - | 42 | Modules | Main Inventry | In Operation |  | In Warranty | Trina Solar Co. Ltd. | 2017-09-26 | 2027-09-26 | 120 | TED-A11042-1808-XSC-0109-0 | Trina Solar Co. Ltd. | HSEPL | TSM-320PD14 | [5 empty] | Bescom | HSEPL | Clean Solar Power Tumkur Private Limited | Meera Corporation Kr | 2023-02-16 | 12
CNHalli_Block1 | Modules | CNHalli_Block1_SMB1.6_S5 | PV Solar Module String |  | CNHalli_BLOCK_1_SMB1.6 | - | 13.44 | 320W | - | 42 | Modules | Main Inventry | In Operation |  | In Warranty | Trina Solar Co. Ltd. | 2017-09-26 | 2027-09-26 | 120 | TED-A11042-1808-XSC-0109-0 | Trina Solar Co. Ltd. | HSEPL | TSM-320PD14 | [5 empty] | Bescom | HSEPL | Clean Solar Power Tumkur Private Limited | Meera Corporation Kr | 2023-02-17 | 12
CNHalli_Block1 | Modules | CNHalli_Block1_SMB1.6_S6 | PV Solar Module String |  | CNHalli_BLOCK_1_SMB1.6 | - | 13.44 | 320W | - | 42 | Modules | Main Inventry | In Operation |  | In Warranty | Trina Solar Co. Ltd. | 2017-09-26 | 2027-09-26 | 120 | TED-A11042-1808-XSC-0109-0 | Trina Solar Co. Ltd. | HSEPL | TSM-320PD14 | [5 empty] | Bescom | HSEPL | Clean Solar Power Tumkur Private Limited | Meera Corporation Kr | 2023-02-18 | 12
CNHalli_Block1 | Modules | CNHalli_Block1_SMB1.6_S7 | PV Solar Module String |  | CNHalli_BLOCK_1_SMB1.6 | - | 13.44 | 320W | - | 42 | Modules | Main Inventry | In Operation |  | In Warranty | Trina Solar Co. Ltd. | 2017-09-26 | 2027-09-26 | 120 | TED-A11042-1808-XSC-0109-0 | Trina Solar Co. Ltd. | HSEPL | TSM-320PD14 | [5 empty] | Bescom | HSEPL | Clean Solar Power Tumkur Private Limited | Meera Corporation Kr | 2023-02-19 | 12
CNHalli_Block1 | Modules | CNHalli_Block1_SMB1.6_S8 | PV Solar Module String |  | CNHalli_BLOCK_1_SMB1.6 | - | 13.44 | 320W | - | 42 | Modules | Main Inventry | In Operation |  | In Warranty | Trina Solar Co. Ltd. | 2017-09-26 | 2027-09-26 | 120 | TED-A11042-1808-XSC-0109-0 | Trina Solar Co. Ltd. | HSEPL | TSM-320PD14 | [5 empty] | Bescom | HSEPL | Clean Solar Power Tumkur Private Limited | Meera Corporation Kr | 2023-02-20 | 12
CNHalli_Block1 | Modules | CNHalli_Block1_SMB1.6_S9 | PV Solar Module String |  | CNHalli_BLOCK_1_SMB1.6 | - | 13.44 | 320W | - | 42 | Modules | Main Inventry | In Operation |  | In Warranty | Trina Solar Co. Ltd. | 2017-09-26 | 2027-09-26 | 120 | TED-A11042-1808-XSC-0109-0 | Trina Solar Co. Ltd. | HSEPL | TSM-320PD14 | [5 empty] | Bescom | HSEPL | Clean Solar Power Tumkur Private Limited | Meera Corporation Kr | 2023-02-21 | 12
CNHalli_Block1 | Modules | CNHalli_Block1_SMB1.6_S10 | PV Solar Module String |  | CNHalli_BLOCK_1_SMB1.6 | - | 13.44 | 320W | - | 42 | Modules | Main Inventry | In Operation |  | In Warranty | Trina Solar Co. Ltd. | 2017-09-26 | 2027-09-26 | 120 | TED-A11042-1808-XSC-0109-0 | Trina Solar Co. Ltd. | HSEPL | TSM-320PD14 | [5 empty] | Bescom | HSEPL | Clean Solar Power Tumkur Private Limited | Meera Corporation Kr | 2023-02-22 | 12
CNHalli_Block1 | Modules | CNHalli_Block1_SMB1.6_S11 | PV Solar Module String |  | CNHalli_BLOCK_1_SMB1.6 | - | 13.44 | 320W | - | 42 | Modules | Main Inventry | In Operation |  | In Warranty | Trina Solar Co. Ltd. | 2017-09-26 | 2027-09-26 | 120 | TED-A11042-1808-XSC-0109-0 | Trina Solar Co. Ltd. | HSEPL | TSM-320PD14 | [5 empty] | Bescom | HSEPL | Clean Solar Power Tumkur Private Limited | Meera Corporation Kr | 2023-02-23 | 12
CNHalli_Block1 | Modules | CNHalli_Block1_SMB1.6_S12 | PV Solar Module String |  | CNHalli_BLOCK_1_SMB1.7 | - | 13.44 | 320W | - | 42 | Modules | Main Inventry | In Operation |  | In Warranty | Trina Solar Co. Ltd. | 2017-09-26 | 2027-09-26 | 120 | TED-A11042-1808-XSC-0109-0 | Trina Solar Co. Ltd. | HSEPL | TSM-320PD14 | [5 empty] | Bescom | HSEPL | Clean Solar Power Tumkur Private Limited | Meera Corporation Kr | 2023-02-24 | 12
CNHalli_Block1 | Modules | CNHalli_Block1_SMB1.7_S1 | PV Solar Module String |  | CNHalli_BLOCK_1_SMB1.7 | - | 13.44 | 320W | - | 42 | Modules | Main Inventry | In Operation |  | In Warranty | Trina Solar Co. Ltd. | 2017-09-26 | 2027-09-26 | 120 | TED-A11042-1808-XSC-0109-0 | Trina Solar Co. Ltd. | HSEPL | TSM-320PD14 | [5 empty] | Bescom | HSEPL | Clean Solar Power Tumkur Private Limited | Meera Corporation Kr | 2023-02-25 | 12
CNHalli_Block1 | Modules | CNHalli_Block1_SMB1.7_S2 | PV Solar Module String |  | CNHalli_BLOCK_1_SMB1.7 | - | 13.44 | 320W | - | 42 | Modules | Main Inventry | In Operation |  | In Warranty | Trina Solar Co. Ltd. | 2017-09-26 | 2027-09-26 | 120 | TED-A11042-1808-XSC-0109-0 | Trina Solar Co. Ltd. | HSEPL | TSM-320PD14 | [5 empty] | Bescom | HSEPL | Clean Solar Power Tumkur Private Limited | Meera Corporation Kr | 2023-02-26 | 12
CNHalli_Block1 | Modules | CNHalli_Block1_SMB1.7_S3 | PV Solar Module String |  | CNHalli_BLOCK_1_SMB1.7 | - | 13.44 | 320W | - | 42 | Modules | Main Inventry | In Operation |  | In Warranty | Trina Solar Co. Ltd. | 2017-09-26 | 2027-09-26 | 120 | TED-A11042-1808-XSC-0109-0 | Trina Solar Co. Ltd. | HSEPL | TSM-320PD14 | [5 empty] | Bescom | HSEPL | Clean Solar Power Tumkur Private Limited | Meera Corporation Kr | 2023-02-27 | 12
CNHalli_Block1 | Modules | CNHalli_Block1_SMB1.7_S4 | PV Solar Module String |  | CNHalli_BLOCK_1_SMB1.7 | - | 13.44 | 320W | - | 42 | Modules | Main Inventry | In Operation |  | In Warranty | Trina Solar Co. Ltd. | 2017-09-26 | 2027-09-26 | 120 | TED-A11042-1808-XSC-0109-0 | Trina Solar Co. Ltd. | HSEPL | TSM-320PD14 | [5 empty] | Bescom | HSEPL | Clean Solar Power Tumkur Private Limited | Meera Corporation Kr | 2023-02-28 | 12
CNHalli_Block1 | Modules | CNHalli_Block1_SMB1.7_S5 | PV Solar Module String |  | CNHalli_BLOCK_1_SMB1.7 | - | 13.44 | 320W | - | 42 | Modules | Main Inventry | In Operation |  | In Warranty | Trina Solar Co. Ltd. | 2017-09-26 | 2027-09-26 | 120 | TED-A11042-1808-XSC-0109-0 | Trina Solar Co. Ltd. | HSEPL | TSM-320PD14 | [5 empty] | Bescom | HSEPL | Clean Solar Power Tumkur Private Limited | Meera Corporation Kr | 2023-03-01 | 12
CNHalli_Block1 | Modules | CNHalli_Block1_SMB1.7_S6 | PV Solar Module String |  | CNHalli_BLOCK_1_SMB1.7 | - | 13.44 | 320W | - | 42 | Modules | Main Inventry | In Operation |  | In Warranty | Trina Solar Co. Ltd. | 2017-09-26 | 2027-09-26 | 120 | TED-A11042-1808-XSC-0109-0 | Trina Solar Co. Ltd. | HSEPL | TSM-320PD14 | [5 empty] | Bescom | HSEPL | Clean Solar Power Tumkur Private Limited | Meera Corporation Kr | 2023-03-02 | 12
CNHalli_Block1 | Modules | CNHalli_Block1_SMB1.7_S7 | PV Solar Module String |  | CNHalli_BLOCK_1_SMB1.7 | - | 13.44 | 320W | - | 42 | Modules | Main Inventry | In Operation |  | In Warranty | Trina Solar Co. Ltd. | 2017-09-26 | 2027-09-26 | 120 | TED-A11042-1808-XSC-0109-0 | Trina Solar Co. Ltd. | HSEPL | TSM-320PD14 | [5 empty] | Bescom | HSEPL | Clean Solar Power Tumkur Private Limited | Meera Corporation Kr | 2023-03-03 | 12
CNHalli_Block1 | Modules | CNHalli_Block1_SMB1.7_S8 | PV Solar Module String |  | CNHalli_BLOCK_1_SMB1.7 | - | 13.44 | 320W | - | 42 | Modules | Main Inventry | In Operation |  | In Warranty | Trina Solar Co. Ltd. | 2017-09-26 | 2027-09-26 | 120 | TED-A11042-1808-XSC-0109-0 | Trina Solar Co. Ltd. | HSEPL | TSM-320PD14 | [5 empty] | Bescom | HSEPL | Clean Solar Power Tumkur Private Limited | Meera Corporation Kr | 2023-03-04 | 12
CNHalli_Block1 | Modules | CNHalli_Block1_SMB1.7_S9 | PV Solar Module String |  | CNHalli_BLOCK_1_SMB1.7 | - | 13.44 | 320W | - | 42 | Modules | Main Inventry | In Operation |  | In Warranty | Trina Solar Co. Ltd. | 2017-09-26 | 2027-09-26 | 120 | TED-A11042-1808-XSC-0109-0 | Trina Solar Co. Ltd. | HSEPL | TSM-320PD14 | [5 empty] | Bescom | HSEPL | Clean Solar Power Tumkur Private Limited | Meera Corporation Kr | 2023-03-05 | 12
CNHalli_Block1 | Modules | CNHalli_Block1_SMB2.1_S1 | PV Solar Module String |  | CNHalli_BLOCK_1_SMB2.1 | - | 13.44 | 320W | - | 42 | Modules | Main Inventry | In Operation |  | In Warranty | Trina Solar Co. Ltd. | 2017-09-26 | 2027-09-26 | 120 | TED-A11042-1808-XSC-0109-0 | Trina Solar Co. Ltd. | HSEPL | TSM-320PD14 | [5 empty] | Bescom | HSEPL | Clean Solar Power Tumkur Private Limited | Meera Corporation Kr | 2023-03-06 | 12
CNHalli_Block1 | Modules | CNHalli_Block1_SMB2.1_S2 | PV Solar Module String |  | CNHalli_BLOCK_1_SMB2.1 | - | 13.44 | 320W | - | 42 | Modules | Main Inventry | In Operation |  | In Warranty | Trina Solar Co. Ltd. | 2017-09-26 | 2027-09-26 | 120 | TED-A11042-1808-XSC-0109-0 | Trina Solar Co. Ltd. | HSEPL | TSM-320PD14 | [5 empty] | Bescom | HSEPL | Clean Solar Power Tumkur Private Limited | Meera Corporation Kr | 2023-03-07 | 12
CNHalli_Block1 | Modules | CNHalli_Block1_SMB2.1_S3 | PV Solar Module String |  | CNHalli_BLOCK_1_SMB2.1 | - | 13.44 | 320W | - | 42 | Modules | Main Inventry | In Operation |  | In Warranty | Trina Solar Co. Ltd. | 2017-09-26 | 2027-09-26 | 120 | TED-A11042-1808-XSC-0109-0 | Trina Solar Co. Ltd. | HSEPL | TSM-320PD14 | [5 empty] | Bescom | HSEPL | Clean Solar Power Tumkur Private Limited | Meera Corporation Kr | 2023-03-08 | 12
CNHalli_Block1 | Modules | CNHalli_Block1_SMB2.1_S4 | PV Solar Module String |  | CNHalli_BLOCK_1_SMB2.1 | - | 13.44 | 320W | - | 42 | Modules | Main Inventry | In Operation |  | In Warranty | Trina Solar Co. Ltd. | 2017-09-26 | 2027-09-26 | 120 | TED-A11042-1808-XSC-0109-0 | Trina Solar Co. Ltd. | HSEPL | TSM-320PD14 | [5 empty] | Bescom | HSEPL | Clean Solar Power Tumkur Private Limited | Meera Corporation Kr | 2023-03-09 | 12
CNHalli_Block1 | Modules | CNHalli_Block1_SMB2.1_S5 | PV Solar Module String |  | CNHalli_BLOCK_1_SMB2.1 | - | 13.44 | 320W | - | 42 | Modules | Main Inventry | In Operation |  | In Warranty | Trina Solar Co. Ltd. | 2017-09-26 | 2027-09-26 | 120 | TED-A11042-1808-XSC-0109-0 | Trina Solar Co. Ltd. | HSEPL | TSM-320PD14 | [5 empty] | Bescom | HSEPL | Clean Solar Power Tumkur Private Limited | Meera Corporation Kr | 2023-03-10 | 12
CNHalli_Block1 | Modules | CNHalli_Block1_SMB2.1_S6 | PV Solar Module String |  | CNHalli_BLOCK_1_SMB2.1 | - | 13.44 | 320W | - | 42 | Modules | Main Inventry | In Operation |  | In Warranty | Trina Solar Co. Ltd. | 2017-09-26 | 2027-09-26 | 120 | TED-A11042-1808-XSC-0109-0 | Trina Solar Co. Ltd. | HSEPL | TSM-320PD14 | [5 empty] | Bescom | HSEPL | Clean Solar Power Tumkur Private Limited | Meera Corporation Kr | 2023-03-11 | 12
CNHalli_Block1 | Modules | CNHalli_Block1_SMB2.1_S7 | PV Solar Module String |  | CNHalli_BLOCK_1_SMB2.1 | - | 13.44 | 320W | - | 42 | Modules | Main Inventry | In Operation |  | In Warranty | Trina Solar Co. Ltd. | 2017-09-26 | 2027-09-26 | 120 | TED-A11042-1808-XSC-0109-0 | Trina Solar Co. Ltd. | HSEPL | TSM-320PD14 | [5 empty] | Bescom | HSEPL | Clean Solar Power Tumkur Private Limited | Meera Corporation Kr | 2023-03-12 | 12
CNHalli_Block1 | Modules | CNHalli_Block1_SMB2.1_S8 | PV Solar Module String |  | CNHalli_BLOCK_1_SMB2.1 | - | 13.44 | 320W | - | 42 | Modules | Main Inventry | In Operation |  | In Warranty | Trina Solar Co. Ltd. | 2017-09-26 | 2027-09-26 | 120 | TED-A11042-1808-XSC-0109-0 | Trina Solar Co. Ltd. | HSEPL | TSM-320PD14 | [5 empty] | Bescom | HSEPL | Clean Solar Power Tumkur Private Limited | Meera Corporation Kr | 2023-03-13 | 12
CNHalli_Block1 | Modules | CNHalli_Block1_SMB2.1_S9 | PV Solar Module String |  | CNHalli_BLOCK_1_SMB2.1 | - | 13.44 | 320W | - | 42 | Modules | Main Inventry | In Operation |  | In Warranty | Trina Solar Co. Ltd. | 2017-09-26 | 2027-09-26 | 120 | TED-A11042-1808-XSC-0109-0 | Trina Solar Co. Ltd. | HSEPL | TSM-320PD14 | [5 empty] | Bescom | HSEPL | Clean Solar Power Tumkur Private Limited | Meera Corporation Kr | 2023-03-14 | 12
CNHalli_Block1 | Modules | CNHalli_Block1_SMB2.1_S10 | PV Solar Module String |  | CNHalli_BLOCK_1_SMB2.1 | - | 13.44 | 320W | - | 21 | Modules | Main Inventry | In Operation |  | In Warranty | Trina Solar Co. Ltd. | 2017-09-26 | 2027-09-26 | 120 | TED-A11042-1808-XSC-0109-0 | Trina Solar Co. Ltd. | HSEPL | TSM-320PD14 | [5 empty] | Bescom | HSEPL | Clean Solar Power Tumkur Private Limited | Meera Corporation Kr | 2023-03-15 | 12
CNHalli_Block1 | Modules | CNHalli_Block1_SMB2.1_S11 | PV Solar Module String |  | CNHalli_BLOCK_1_SMB2.1 | - | 13.44 | 320W | - | 42 | Modules | Main Inventry | In Operation |  | In Warranty | Trina Solar Co. Ltd. | 2017-09-26 | 2027-09-26 | 120 | TED-A11042-1808-XSC-0109-0 | Trina Solar Co. Ltd. | HSEPL | TSM-320PD14 | [5 empty] | Bescom | HSEPL | Clean Solar Power Tumkur Private Limited | Meera Corporation Kr | 2023-03-15 | 12
CNHalli_Block1 | Modules | CNHalli_Block1_SMB2.1_S12 | PV Solar Module String |  | CNHalli_BLOCK_1_SMB2.1 | - | 13.44 | 320W | - | 42 | Modules | Main Inventry | In Operation |  | In Warranty | Trina Solar Co. Ltd. | 2017-09-26 | 2027-09-26 | 120 | TED-A11042-1808-XSC-0109-0 | Trina Solar Co. Ltd. | HSEPL | TSM-320PD14 | [5 empty] | Bescom | HSEPL | Clean Solar Power Tumkur Private Limited | Meera Corporation Kr | 2023-03-15 | 12
CNHalli_Block1 | Modules | CNHalli_Block1_SMB2.2_S1 | PV Solar Module String |  | CNHalli_BLOCK_1_SMB2.2 | - | 13.44 | 320W | - | 42 | Modules | Main Inventry | In Operation |  | In Warranty | Trina Solar Co. Ltd. | 2017-09-26 | 2027-09-26 | 120 | TED-A11042-1808-XSC-0109-0 | Trina Solar Co. Ltd. | HSEPL | TSM-320PD14 | [5 empty] | Bescom | HSEPL | Clean Solar Power Tumkur Private Limited | Meera Corporation Kr | 2023-03-15 | 12
CNHalli_Block1 | Modules | CNHalli_Block1_SMB2.2_S2 | PV Solar Module String |  | CNHalli_BLOCK_1_SMB2.2 | - | 13.44 | 320W | - | 42 | Modules | Main Inventry | In Operation |  | In Warranty | Trina Solar Co. Ltd. | 2017-09-26 | 2027-09-26 | 120 | TED-A11042-1808-XSC-0109-0 | Trina Solar Co. Ltd. | HSEPL | TSM-320PD14 | [5 empty] | Bescom | HSEPL | Clean Solar Power Tumkur Private Limited | Meera Corporation Kr | 2023-03-15 | 12
CNHalli_Block1 | Modules | CNHalli_Block1_SMB2.2_S3 | PV Solar Module String |  | CNHalli_BLOCK_1_SMB2.2 | - | 13.44 | 320W | - | 42 | Modules | Main Inventry | In Operation |  | In Warranty | Trina Solar Co. Ltd. | 2017-09-26 | 2027-09-26 | 120 | TED-A11042-1808-XSC-0109-0 | Trina Solar Co. Ltd. | HSEPL | TSM-320PD14 | [5 empty] | Bescom | HSEPL | Clean Solar Power Tumkur Private Limited | Meera Corporation Kr | 2023-03-15 | 12
CNHalli_Block1 | Modules | CNHalli_Block1_SMB2.2_S4 | PV Solar Module String |  | CNHalli_BLOCK_1_SMB2.2 | - | 13.44 | 320W | - | 42 | Modules | Main Inventry | In Operation |  | In Warranty | Trina Solar Co. Ltd. | 2017-09-26 | 2027-09-26 | 120 | TED-A11042-1808-XSC-0109-0 | Trina Solar Co. Ltd. | HSEPL | TSM-320PD14 | [5 empty] | Bescom | HSEPL | Clean Solar Power Tumkur Private Limited | Meera Corporation Kr | 2023-03-15 | 12
CNHalli_Block1 | Modules | CNHalli_Block1_SMB2.2_S5 | PV Solar Module String |  | CNHalli_BLOCK_1_SMB2.2 | - | 13.44 | 320W | - | 42 | Modules | Main Inventry | In Operation |  | In Warranty | Trina Solar Co. Ltd. | 2017-09-26 | 2027-09-26 | 120 | TED-A11042-1808-XSC-0109-0 | Trina Solar Co. Ltd. | HSEPL | TSM-320PD14 | [5 empty] | Bescom | HSEPL | Clean Solar Power Tumkur Private Limited | Meera Corporation Kr | 2023-03-15 | 12
CNHalli_Block1 | Modules | CNHalli_Block1_SMB2.2_S6 | PV Solar Module String |  | CNHalli_BLOCK_1_SMB2.2 | - | 13.44 | 320W | - | 42 | Modules | Main Inventry | In Operation |  | In Warranty | Trina Solar Co. Ltd. | 2017-09-26 | 2027-09-26 | 120 | TED-A11042-1808-XSC-0109-0 | Trina Solar Co. Ltd. | HSEPL | TSM-320PD14 | [5 empty] | Bescom | HSEPL | Clean Solar Power Tumkur Private Limited | Meera Corporation Kr | 2023-03-15 | 12
CNHalli_Block1 | Modules | CNHalli_Block1_SMB2.2_S7 | PV Solar Module String |  | CNHalli_BLOCK_1_SMB2.2 | - | 13.44 | 320W | - | 42 | Modules | Main Inventry | In Operation |  | In Warranty | Trina Solar Co. Ltd. | 2017-09-26 | 2027-09-26 | 120 | TED-A11042-1808-XSC-0109-0 | Trina Solar Co. Ltd. | HSEPL | TSM-320PD14 | [5 empty] | Bescom | HSEPL | Clean Solar Power Tumkur Private Limited | Meera Corporation Kr | 2023-03-15 | 12
CNHalli_Block1 | Modules | CNHalli_Block1_SMB2.2_S8 | PV Solar Module String |  | CNHalli_BLOCK_1_SMB2.2 | - | 13.44 | 320W | - | 42 | Modules | Main Inventry | In Operation |  | In Warranty | Trina Solar Co. Ltd. | 2017-09-26 | 2027-09-26 | 120 | TED-A11042-1808-XSC-0109-0 | Trina Solar Co. Ltd. | HSEPL | TSM-320PD14 | [5 empty] | Bescom | HSEPL | Clean Solar Power Tumkur Private Limited | Meera Corporation Kr | 2023-03-15 | 12
CNHalli_Block1 | Modules | CNHalli_Block1_SMB2.2_S9 | PV Solar Module String |  | CNHalli_BLOCK_1_SMB2.2 | - | 13.44 | 320W | - | 42 | Modules | Main Inventry | In Operation |  | In Warranty | Trina Solar Co. Ltd. | 2017-09-26 | 2027-09-26 | 120 | TED-A11042-1808-XSC-0109-0 | Trina Solar Co. Ltd. | HSEPL | TSM-320PD14 | [5 empty] | Bescom | HSEPL | Clean Solar Power Tumkur Private Limited | Meera Corporation Kr | 2023-03-15 | 12
CNHalli_Block1 | Modules | CNHalli_Block1_SMB2.2_S10 | PV Solar Module String |  | CNHalli_BLOCK_1_SMB2.2 | - | 13.44 | 320W | - | 42 | Modules | Main Inventry | In Operation |  | In Warranty | Trina Solar Co. Ltd. | 2017-09-26 | 2027-09-26 | 120 | TED-A11042-1808-XSC-0109-0 | Trina Solar Co. Ltd. | HSEPL | TSM-320PD14 | [5 empty] | Bescom | HSEPL | Clean Solar Power Tumkur Private Limited | Meera Corporation Kr | 2023-03-15 | 12
CNHalli_Block1 | Modules | CNHalli_Block1_SMB2.2_S11 | PV Solar Module String |  | CNHalli_BLOCK_1_SMB2.2 | - | 13.44 | 320W | - | 42 | Modules | Main Inventry | In Operation |  | In Warranty | Trina Solar Co. Ltd. | 2017-09-26 | 2027-09-26 | 120 | TED-A11042-1808-XSC-0109-0 | Trina Solar Co. Ltd. | HSEPL | TSM-320PD14 | [5 empty] | Bescom | HSEPL | Clean Solar Power Tumkur Private Limited | Meera Corporation Kr | 2023-03-15 | 12
CNHalli_Block1 | Modules | CNHalli_Block1_SMB2.2_S12 | PV Solar Module String |  | CNHalli_BLOCK_1_SMB2.2 | - | 13.44 | 320W | - | 42 | Modules | Main Inventry | In Operation |  | In Warranty | Trina Solar Co. Ltd. | 2017-09-26 | 2027-09-26 | 120 | TED-A11042-1808-XSC-0109-0 | Trina Solar Co. Ltd. | HSEPL | TSM-320PD14 | [5 empty] | Bescom | HSEPL | Clean Solar Power Tumkur Private Limited | Meera Corporation Kr | 2023-03-15 | 12
CNHalli_Block1 | Modules | CNHalli_Block1_SMB2.3_S1 | PV Solar Module String |  | CNHalli_BLOCK_1_SMB2.3 | - | 13.44 | 320W | - | 42 | Modules | Main Inventry | In Operation |  | In Warranty | Trina Solar Co. Ltd. | 2017-09-26 | 2027-09-26 | 120 | TED-A11042-1808-XSC-0109-0 | Trina Solar Co. Ltd. | HSEPL | TSM-320PD14 | [5 empty] | Bescom | HSEPL | Clean Solar Power Tumkur Private Limited | Meera Corporation Kr | 2023-03-15 | 12
CNHalli_Block1 | Modules | CNHalli_Block1_SMB2.3_S2 | PV Solar Module String |  | CNHalli_BLOCK_1_SMB2.3 | - | 13.44 | 320W | - | 42 | Modules | Main Inventry | In Operation |  | In Warranty | Trina Solar Co. Ltd. | 2017-09-26 | 2027-09-26 | 120 | TED-A11042-1808-XSC-0109-0 | Trina Solar Co. Ltd. | HSEPL | TSM-320PD14 | [5 empty] | Bescom | HSEPL | Clean Solar Power Tumkur Private Limited | Meera Corporation Kr | 2023-03-15 | 12
CNHalli_Block1 | Modules | CNHalli_Block1_SMB2.3_S3 | PV Solar Module String |  | CNHalli_BLOCK_1_SMB2.3 | - | 13.44 | 320W | - | 42 | Modules | Main Inventry | In Operation |  | In Warranty | Trina Solar Co. Ltd. | 2017-09-26 | 2027-09-26 | 120 | TED-A11042-1808-XSC-0109-0 | Trina Solar Co. Ltd. | HSEPL | TSM-320PD14 | [5 empty] | Bescom | HSEPL | Clean Solar Power Tumkur Private Limited | Meera Corporation Kr | 2023-03-15 | 12
CNHalli_Block1 | Modules | CNHalli_Block1_SMB2.3_S4 | PV Solar Module String |  | CNHalli_BLOCK_1_SMB2.3 | - | 13.44 | 320W | - | 42 | Modules | Main Inventry | In Operation |  | In Warranty | Trina Solar Co. Ltd. | 2017-09-26 | 2027-09-26 | 120 | TED-A11042-1808-XSC-0109-0 | Trina Solar Co. Ltd. | HSEPL | TSM-320PD14 | [5 empty] | Bescom | HSEPL | Clean Solar Power Tumkur Private Limited | Meera Corporation Kr | 2023-03-15 | 12
CNHalli_Block1 | Modules | CNHalli_Block1_SMB2.3_S5 | PV Solar Module String |  | CNHalli_BLOCK_1_SMB2.3 | - | 13.44 | 320W | - | 42 | Modules | Main Inventry | In Operation |  | In Warranty | Trina Solar Co. Ltd. | 2017-09-26 | 2027-09-26 | 120 | TED-A11042-1808-XSC-0109-0 | Trina Solar Co. Ltd. | HSEPL | TSM-320PD14 | [5 empty] | Bescom | HSEPL | Clean Solar Power Tumkur Private Limited | Meera Corporation Kr | 2023-03-15 | 12
CNHalli_Block1 | Modules | CNHalli_Block1_SMB2.3_S6 | PV Solar Module String |  | CNHalli_BLOCK_1_SMB2.3 | - | 13.44 | 320W | - | 42 | Modules | Main Inventry | In Operation |  | In Warranty | Trina Solar Co. Ltd. | 2017-09-26 | 2027-09-26 | 120 | TED-A11042-1808-XSC-0109-0 | Trina Solar Co. Ltd. | HSEPL | TSM-320PD14 | [5 empty] | Bescom | HSEPL | Clean Solar Power Tumkur Private Limited | Meera Corporation Kr | 2023-03-15 | 12
CNHalli_Block1 | Modules | CNHalli_Block1_SMB2.3_S7 | PV Solar Module String |  | CNHalli_BLOCK_1_SMB2.3 | - | 13.44 | 320W | - | 42 | Modules | Main Inventry | In Operation |  | In Warranty | Trina Solar Co. Ltd. | 2017-09-26 | 2027-09-26 | 120 | TED-A11042-1808-XSC-0109-0 | Trina Solar Co. Ltd. | HSEPL | TSM-320PD14 | [5 empty] | Bescom | HSEPL | Clean Solar Power Tumkur Private Limited | Meera Corporation Kr | 2023-03-15 | 12
CNHalli_Block1 | Modules | CNHalli_Block1_SMB2.3_S8 | PV Solar Module String |  | CNHalli_BLOCK_1_SMB2.3 | - | 13.44 | 320W | - | 42 | Modules | Main Inventry | In Operation |  | In Warranty | Trina Solar Co. Ltd. | 2017-09-26 | 2027-09-26 | 120 | TED-A11042-1808-XSC-0109-0 | Trina Solar Co. Ltd. | HSEPL | TSM-320PD14 | [5 empty] | Bescom | HSEPL | Clean Solar Power Tumkur Private Limited | Meera Corporation Kr | 2023-03-15 | 12
CNHalli_Block1 | Modules | CNHalli_Block1_SMB2.3_S9 | PV Solar Module String |  | CNHalli_BLOCK_1_SMB2.3 | - | 13.44 | 320W | - | 42 | Modules | Main Inventry | In Operation |  | In Warranty | Trina Solar Co. Ltd. | 2017-09-26 | 2027-09-26 | 120 | TED-A11042-1808-XSC-0109-0 | Trina Solar Co. Ltd. | HSEPL | TSM-320PD14 | [5 empty] | Bescom | HSEPL | Clean Solar Power Tumkur Private Limited | Meera Corporation Kr | 2023-03-15 | 12
CNHalli_Block1 | Modules | CNHalli_Block1_SMB2.3_S10 | PV Solar Module String |  | CNHalli_BLOCK_1_SMB2.3 | - | 13.44 | 320W | - | 42 | Modules | Main Inventry | In Operation |  | In Warranty | Trina Solar Co. Ltd. | 2017-09-26 | 2027-09-26 | 120 | TED-A11042-1808-XSC-0109-0 | Trina Solar Co. Ltd. | HSEPL | TSM-320PD14 | [5 empty] | Bescom | HSEPL | Clean Solar Power Tumkur Private Limited | Meera Corporation Kr | 2023-03-15 | 12
CNHalli_Block1 | Modules | CNHalli_Block1_SMB2.3_S11 | PV Solar Module String |  | CNHalli_BLOCK_1_SMB2.3 | - | 13.44 | 320W | - | 42 | Modules | Main Inventry | In Operation |  | In Warranty | Trina Solar Co. Ltd. | 2017-09-26 | 2027-09-26 | 120 | TED-A11042-1808-XSC-0109-0 | Trina Solar Co. Ltd. | HSEPL | TSM-320PD14 | [5 empty] | Bescom | HSEPL | Clean Solar Power Tumkur Private Limited | Meera Corporation Kr | 2023-03-15 | 12
CNHalli_Block1 | Modules | CNHalli_Block1_SMB2.3_S12 | PV Solar Module String |  | CNHalli_BLOCK_1_SMB2.3 | - | 13.44 | 320W | - | 42 | Modules | Main Inventry | In Operation |  | In Warranty | Trina Solar Co. Ltd. | 2017-09-26 | 2027-09-26 | 120 | TED-A11042-1808-XSC-0109-0 | Trina Solar Co. Ltd. | HSEPL | TSM-320PD14 | [5 empty] | Bescom | HSEPL | Clean Solar Power Tumkur Private Limited | Meera Corporation Kr | 2023-03-15 | 12
CNHalli_Block1 | Modules | CNHalli_Block1_SMB2.4_S1 | PV Solar Module String |  | CNHalli_BLOCK_1_SMB2.4 | - | 13.44 | 320W | - | 42 | Modules | Main Inventry | In Operation |  | In Warranty | Trina Solar Co. Ltd. | 2017-09-26 | 2027-09-26 | 120 | TED-A11042-1808-XSC-0109-0 | Trina Solar Co. Ltd. | HSEPL | TSM-320PD14 | [5 empty] | Bescom | HSEPL | Clean Solar Power Tumkur Private Limited | Meera Corporation Kr | 2023-03-15 | 12
CNHalli_Block1 | Modules | CNHalli_Block1_SMB2.4_S2 | PV Solar Module String |  | CNHalli_BLOCK_1_SMB2.4 | - | 13.44 | 320W | - | 42 | Modules | Main Inventry | In Operation |  | In Warranty | Trina Solar Co. Ltd. | 2017-09-26 | 2027-09-26 | 120 | TED-A11042-1808-XSC-0109-0 | Trina Solar Co. Ltd. | HSEPL | TSM-320PD14 | [5 empty] | Bescom | HSEPL | Clean Solar Power Tumkur Private Limited | Meera Corporation Kr | 2023-03-15 | 12
CNHalli_Block1 | Modules | CNHalli_Block1_SMB2.4_S3 | PV Solar Module String |  | CNHalli_BLOCK_1_SMB2.4 | - | 13.44 | 320W | - | 42 | Modules | Main Inventry | In Operation |  | In Warranty | Trina Solar Co. Ltd. | 2017-09-26 | 2027-09-26 | 120 | TED-A11042-1808-XSC-0109-0 | Trina Solar Co. Ltd. | HSEPL | TSM-320PD14 | [5 empty] | Bescom | HSEPL | Clean Solar Power Tumkur Private Limited | Meera Corporation Kr | 2023-03-15 | 12
CNHalli_Block1 | Modules | CNHalli_Block1_SMB2.4_S4 | PV Solar Module String |  | CNHalli_BLOCK_1_SMB2.4 | - | 13.44 | 320W | - | 42 | Modules | Main Inventry | In Operation |  | In Warranty | Trina Solar Co. Ltd. | 2017-09-26 | 2027-09-26 | 120 | TED-A11042-1808-XSC-0109-0 | Trina Solar Co. Ltd. | HSEPL | TSM-320PD14 | [5 empty] | Bescom | HSEPL | Clean Solar Power Tumkur Private Limited | Meera Corporation Kr | 2023-03-15 | 12
CNHalli_Block1 | Modules | CNHalli_Block1_SMB2.4_S5 | PV Solar Module String |  | CNHalli_BLOCK_1_SMB2.4 | - | 13.44 | 320W | - | 42 | Modules | Main Inventry | In Operation |  | In Warranty | Trina Solar Co. Ltd. | 2017-09-26 | 2027-09-26 | 120 | TED-A11042-1808-XSC-0109-0 | Trina Solar Co. Ltd. | HSEPL | TSM-320PD14 | [5 empty] | Bescom | HSEPL | Clean Solar Power Tumkur Private Limited | Meera Corporation Kr | 2023-03-15 | 12
CNHalli_Block1 | Modules | CNHalli_Block1_SMB2.4_S6 | PV Solar Module String |  | CNHalli_BLOCK_1_SMB2.4 | - | 13.44 | 320W | - | 42 | Modules | Main Inventry | In Operation |  | In Warranty | Trina Solar Co. Ltd. | 2017-09-26 | 2027-09-26 | 120 | TED-A11042-1808-XSC-0109-0 | Trina Solar Co. Ltd. | HSEPL | TSM-320PD14 | [5 empty] | Bescom | HSEPL | Clean Solar Power Tumkur Private Limited | Meera Corporation Kr | 2023-03-15 | 12
CNHalli_Block1 | Modules | CNHalli_Block1_SMB2.4_S7 | PV Solar Module String |  | CNHalli_BLOCK_1_SMB2.4 | - | 13.44 | 320W | - | 42 | Modules | Main Inventry | In Operation |  | In Warranty | Trina Solar Co. Ltd. | 2017-09-26 | 2027-09-26 | 120 | TED-A11042-1808-XSC-0109-0 | Trina Solar Co. Ltd. | HSEPL | TSM-320PD14 | [5 empty] | Bescom | HSEPL | Clean Solar Power Tumkur Private Limited | Meera Corporation Kr | 2023-03-15 | 12
CNHalli_Block1 | Modules | CNHalli_Block1_SMB2.4_S8 | PV Solar Module String |  | CNHalli_BLOCK_1_SMB2.4 | - | 13.44 | 320W | - | 42 | Modules | Main Inventry | In Operation |  | In Warranty | Trina Solar Co. Ltd. | 2017-09-26 | 2027-09-26 | 120 | TED-A11042-1808-XSC-0109-0 | Trina Solar Co. Ltd. | HSEPL | TSM-320PD14 | [5 empty] | Bescom | HSEPL | Clean Solar Power Tumkur Private Limited | Meera Corporation Kr | 2023-03-15 | 12
CNHalli_Block1 | Modules | CNHalli_Block1_SMB2.4_S9 | PV Solar Module String |  | CNHalli_BLOCK_1_SMB2.4 | - | 13.44 | 320W | - | 42 | Modules | Main Inventry | In Operation |  | In Warranty | Trina Solar Co. Ltd. | 2017-09-26 | 2027-09-26 | 120 | TED-A11042-1808-XSC-0109-0 | Trina Solar Co. Ltd. | HSEPL | TSM-320PD14 | [5 empty] | Bescom | HSEPL | Clean Solar Power Tumkur Private Limited | Meera Corporation Kr | 2023-03-15 | 12
CNHalli_Block1 | Modules | CNHalli_Block1_SMB2.4_S10 | PV Solar Module String |  | CNHalli_BLOCK_1_SMB2.4 | - | 13.44 | 320W | - | 42 | Modules | Main Inventry | In Operation |  | In Warranty | Trina Solar Co. Ltd. | 2017-09-26 | 2027-09-26 | 120 | TED-A11042-1808-XSC-0109-0 | Trina Solar Co. Ltd. | HSEPL | TSM-320PD14 | [5 empty] | Bescom | HSEPL | Clean Solar Power Tumkur Private Limited | Meera Corporation Kr | 2023-03-15 | 12
CNHalli_Block1 | Modules | CNHalli_Block1_SMB2.4_S11 | PV Solar Module String |  | CNHalli_BLOCK_1_SMB2.4 | - | 13.44 | 320W | - | 42 | Modules | Main Inventry | In Operation |  | In Warranty | Trina Solar Co. Ltd. | 2017-09-26 | 2027-09-26 | 120 | TED-A11042-1808-XSC-0109-0 | Trina Solar Co. Ltd. | HSEPL | TSM-320PD14 | [5 empty] | Bescom | HSEPL | Clean Solar Power Tumkur Private Limited | Meera Corporation Kr | 2023-03-15 | 12
CNHalli_Block1 | Modules | CNHalli_Block1_SMB2.4_S12 | PV Solar Module String |  | CNHalli_BLOCK_1_SMB2.4 | - | 13.44 | 320W | - | 42 | Modules | Main Inventry | In Operation |  | In Warranty | Trina Solar Co. Ltd. | 2017-09-26 | 2027-09-26 | 120 | TED-A11042-1808-XSC-0109-0 | Trina Solar Co. Ltd. | HSEPL | TSM-320PD14 | [5 empty] | Bescom | HSEPL | Clean Solar Power Tumkur Private Limited | Meera Corporation Kr | 2023-03-15 | 12
CNHalli_Block1 | Modules | CNHalli_Block1_SMB2.5_S1 | PV Solar Module String |  | CNHalli_BLOCK_1_SMB2.5 | - | 13.44 | 320W | - | 42 | Modules | Main Inventry | In Operation |  | In Warranty | Trina Solar Co. Ltd. | 2017-09-26 | 2027-09-26 | 120 | TED-A11042-1808-XSC-0109-0 | Trina Solar Co. Ltd. | HSEPL | TSM-320PD14 | [5 empty] | Bescom | HSEPL | Clean Solar Power Tumkur Private Limited | Meera Corporation Kr | 2023-03-15 | 12
CNHalli_Block1 | Modules | CNHalli_Block1_SMB2.5_S2 | PV Solar Module String |  | CNHalli_BLOCK_1_SMB2.5 | - | 13.44 | 320W | - | 42 | Modules | Main Inventry | In Operation |  | In Warranty | Trina Solar Co. Ltd. | 2017-09-26 | 2027-09-26 | 120 | TED-A11042-1808-XSC-0109-0 | Trina Solar Co. Ltd. | HSEPL | TSM-320PD14 | [5 empty] | Bescom | HSEPL | Clean Solar Power Tumkur Private Limited | Meera Corporation Kr | 2023-03-15 | 12
CNHalli_Block1 | Modules | CNHalli_Block1_SMB2.5_S3 | PV Solar Module String |  | CNHalli_BLOCK_1_SMB2.5 | - | 13.44 | 320W | - | 42 | Modules | Main Inventry | In Operation |  | In Warranty | Trina Solar Co. Ltd. | 2017-09-26 | 2027-09-26 | 120 | TED-A11042-1808-XSC-0109-0 | Trina Solar Co. Ltd. | HSEPL | TSM-320PD14 | [5 empty] | Bescom | HSEPL | Clean Solar Power Tumkur Private Limited | Meera Corporation Kr | 2023-03-15 | 12
CNHalli_Block1 | Modules | CNHalli_Block1_SMB2.5_S4 | PV Solar Module String |  | CNHalli_BLOCK_1_SMB2.5 | - | 13.44 | 320W | - | 42 | Modules | Main Inventry | In Operation |  | In Warranty | Trina Solar Co. Ltd. | 2017-09-26 | 2027-09-26 | 120 | TED-A11042-1808-XSC-0109-0 | Trina Solar Co. Ltd. | HSEPL | TSM-320PD14 | [5 empty] | Bescom | HSEPL | Clean Solar Power Tumkur Private Limited | Meera Corporation Kr | 2023-03-15 | 12
CNHalli_Block1 | Modules | CNHalli_Block1_SMB2.5_S5 | PV Solar Module String |  | CNHalli_BLOCK_1_SMB2.5 | - | 13.44 | 320W | - | 42 | Modules | Main Inventry | In Operation |  | In Warranty | Trina Solar Co. Ltd. | 2017-09-26 | 2027-09-26 | 120 | TED-A11042-1808-XSC-0109-0 | Trina Solar Co. Ltd. | HSEPL | TSM-320PD14 | [5 empty] | Bescom | HSEPL | Clean Solar Power Tumkur Private Limited | Meera Corporation Kr | 2023-03-15 | 12
CNHalli_Block1 | Modules | CNHalli_Block1_SMB2.5_S6 | PV Solar Module String |  | CNHalli_BLOCK_1_SMB2.5 | - | 13.44 | 320W | - | 42 | Modules | Main Inventry | In Operation |  | In Warranty | Trina Solar Co. Ltd. | 2017-09-26 | 2027-09-26 | 120 | TED-A11042-1808-XSC-0109-0 | Trina Solar Co. Ltd. | HSEPL | TSM-320PD14 | [5 empty] | Bescom | HSEPL | Clean Solar Power Tumkur Private Limited | Meera Corporation Kr | 2023-03-15 | 12
CNHalli_Block1 | Modules | CNHalli_Block1_SMB2.5_S7 | PV Solar Module String |  | CNHalli_BLOCK_1_SMB2.5 | - | 13.44 | 320W | - | 42 | Modules | Main Inventry | In Operation |  | In Warranty | Trina Solar Co. Ltd. | 2017-09-26 | 2027-09-26 | 120 | TED-A11042-1808-XSC-0109-0 | Trina Solar Co. Ltd. | HSEPL | TSM-320PD14 | [5 empty] | Bescom | HSEPL | Clean Solar Power Tumkur Private Limited | Meera Corporation Kr | 2023-03-15 | 12
CNHalli_Block1 | Modules | CNHalli_Block1_SMB2.5_S8 | PV Solar Module String |  | CNHalli_BLOCK_1_SMB2.5 | - | 13.44 | 320W | - | 42 | Modules | Main Inventry | In Operation |  | In Warranty | Trina Solar Co. Ltd. | 2017-09-26 | 2027-09-26 | 120 | TED-A11042-1808-XSC-0109-0 | Trina Solar Co. Ltd. | HSEPL | TSM-320PD14 | [5 empty] | Bescom | HSEPL | Clean Solar Power Tumkur Private Limited | Meera Corporation Kr | 2023-03-15 | 12
CNHalli_Block1 | Modules | CNHalli_Block1_SMB2.5_S9 | PV Solar Module String |  | CNHalli_BLOCK_1_SMB2.5 | - | 13.44 | 320W | - | 42 | Modules | Main Inventry | In Operation |  | In Warranty | Trina Solar Co. Ltd. | 2017-09-26 | 2027-09-26 | 120 | TED-A11042-1808-XSC-0109-0 | Trina Solar Co. Ltd. | HSEPL | TSM-320PD14 | [5 empty] | Bescom | HSEPL | Clean Solar Power Tumkur Private Limited | Meera Corporation Kr | 2023-03-15 | 12
CNHalli_Block1 | Modules | CNHalli_Block1_SMB2.5_S10 | PV Solar Module String |  | CNHalli_BLOCK_1_SMB2.5 | - | 13.44 | 320W | - | 42 | Modules | Main Inventry | In Operation |  | In Warranty | Trina Solar Co. Ltd. | 2017-09-26 | 2027-09-26 | 120 | TED-A11042-1808-XSC-0109-0 | Trina Solar Co. Ltd. | HSEPL | TSM-320PD14 | [5 empty] | Bescom | HSEPL | Clean Solar Power Tumkur Private Limited | Meera Corporation Kr | 2023-03-15 | 12
CNHalli_Block1 | Modules | CNHalli_Block1_SMB2.5_S11 | PV Solar Module String |  | CNHalli_BLOCK_1_SMB2.5 | - | 13.44 | 320W | - | 42 | Modules | Main Inventry | In Operation |  | In Warranty | Trina Solar Co. Ltd. | 2017-09-26 | 2027-09-26 | 120 | TED-A11042-1808-XSC-0109-0 | Trina Solar Co. Ltd. | HSEPL | TSM-320PD14 | [5 empty] | Bescom | HSEPL | Clean Solar Power Tumkur Private Limited | Meera Corporation Kr | 2023-03-15 | 12
CNHalli_Block1 | Modules | CNHalli_Block1_SMB2.5_S12 | PV Solar Module String |  | CNHalli_BLOCK_1_SMB2.5 | - | 13.44 | 320W | - | 42 | Modules | Main Inventry | In Operation |  | In Warranty | Trina Solar Co. Ltd. | 2017-09-26 | 2027-09-26 | 120 | TED-A11042-1808-XSC-0109-0 | Trina Solar Co. Ltd. | HSEPL | TSM-320PD14 | [5 empty] | Bescom | HSEPL | Clean Solar Power Tumkur Private Limited | Meera Corporation Kr | 2023-03-15 | 12
CNHalli_Block1 | Modules | CNHalli_Block1_SMB2.6_S1 | PV Solar Module String |  | CNHalli_BLOCK_1_SMB2.6 | - | 13.44 | 320W | - | 42 | Modules | Main Inventry | In Operation |  | In Warranty | Trina Solar Co. Ltd. | 2017-09-26 | 2027-09-26 | 120 | TED-A11042-1808-XSC-0109-0 | Trina Solar Co. Ltd. | HSEPL | TSM-320PD14 | [5 empty] | Bescom | HSEPL | Clean Solar Power Tumkur Private Limited | Meera Corporation Kr | 2023-03-15 | 12
CNHalli_Block1 | Modules | CNHalli_Block1_SMB2.6_S2 | PV Solar Module String |  | CNHalli_BLOCK_1_SMB2.6 | - | 13.44 | 320W | - | 42 | Modules | Main Inventry | In Operation |  | In Warranty | Trina Solar Co. Ltd. | 2017-09-26 | 2027-09-26 | 120 | TED-A11042-1808-XSC-0109-0 | Trina Solar Co. Ltd. | HSEPL | TSM-320PD14 | [5 empty] | Bescom | HSEPL | Clean Solar Power Tumkur Private Limited | Meera Corporation Kr | 2023-03-15 | 12
CNHalli_Block1 | Modules | CNHalli_Block1_SMB2.6_S3 | PV Solar Module String |  | CNHalli_BLOCK_1_SMB2.6 | - | 13.44 | 320W | - | 42 | Modules | Main Inventry | In Operation |  | In Warranty | Trina Solar Co. Ltd. | 2017-09-26 | 2027-09-26 | 120 | TED-A11042-1808-XSC-0109-0 | Trina Solar Co. Ltd. | HSEPL | TSM-320PD14 | [5 empty] | Bescom | HSEPL | Clean Solar Power Tumkur Private Limited | Meera Corporation Kr | 2023-03-15 | 12
CNHalli_Block1 | Modules | CNHalli_Block1_SMB2.6_S4 | PV Solar Module String |  | CNHalli_BLOCK_1_SMB2.6 | - | 13.44 | 320W | - | 42 | Modules | Main Inventry | In Operation |  | In Warranty | Trina Solar Co. Ltd. | 2017-09-26 | 2027-09-26 | 120 | TED-A11042-1808-XSC-0109-0 | Trina Solar Co. Ltd. | HSEPL | TSM-320PD14 | [5 empty] | Bescom | HSEPL | Clean Solar Power Tumkur Private Limited | Meera Corporation Kr | 2023-03-15 | 12
CNHalli_Block1 | Modules | CNHalli_Block1_SMB2.6_S5 | PV Solar Module String |  | CNHalli_BLOCK_1_SMB2.6 | - | 13.44 | 320W | - | 42 | Modules | Main Inventry | In Operation |  | In Warranty | Trina Solar Co. Ltd. | 2017-09-26 | 2027-09-26 | 120 | TED-A11042-1808-XSC-0109-0 | Trina Solar Co. Ltd. | HSEPL | TSM-320PD14 | [5 empty] | Bescom | HSEPL | Clean Solar Power Tumkur Private Limited | Meera Corporation Kr | 2023-03-15 | 12
CNHalli_Block1 | Modules | CNHalli_Block1_SMB2.6_S6 | PV Solar Module String |  | CNHalli_BLOCK_1_SMB2.6 | - | 13.44 | 320W | - | 42 | Modules | Main Inventry | In Operation |  | In Warranty | Trina Solar Co. Ltd. | 2017-09-26 | 2027-09-26 | 120 | TED-A11042-1808-XSC-0109-0 | Trina Solar Co. Ltd. | HSEPL | TSM-320PD14 | [5 empty] | Bescom | HSEPL | Clean Solar Power Tumkur Private Limited | Meera Corporation Kr | 2023-03-15 | 12
CNHalli_Block1 | Modules | CNHalli_Block1_SMB2.6_S7 | PV Solar Module String |  | CNHalli_BLOCK_1_SMB2.6 | - | 13.44 | 320W | - | 42 | Modules | Main Inventry | In Operation |  | In Warranty | Trina Solar Co. Ltd. | 2017-09-26 | 2027-09-26 | 120 | TED-A11042-1808-XSC-0109-0 | Trina Solar Co. Ltd. | HSEPL | TSM-320PD14 | [5 empty] | Bescom | HSEPL | Clean Solar Power Tumkur Private Limited | Meera Corporation Kr | 2023-03-15 | 12
CNHalli_Block1 | Modules | CNHalli_Block1_SMB2.6_S8 | PV Solar Module String |  | CNHalli_BLOCK_1_SMB2.6 | - | 13.44 | 320W | - | 42 | Modules | Main Inventry | In Operation |  | In Warranty | Trina Solar Co. Ltd. | 2017-09-26 | 2027-09-26 | 120 | TED-A11042-1808-XSC-0109-0 | Trina Solar Co. Ltd. | HSEPL | TSM-320PD14 | [5 empty] | Bescom | HSEPL | Clean Solar Power Tumkur Private Limited | Meera Corporation Kr | 2023-03-15 | 12
CNHalli_Block1 | Modules | CNHalli_Block1_SMB2.6_S9 | PV Solar Module String |  | CNHalli_BLOCK_1_SMB2.6 | - | 13.44 | 320W | - | 42 | Modules | Main Inventry | In Operation |  | In Warranty | Trina Solar Co. Ltd. | 2017-09-26 | 2027-09-26 | 120 | TED-A11042-1808-XSC-0109-0 | Trina Solar Co. Ltd. | HSEPL | TSM-320PD14 | [5 empty] | Bescom | HSEPL | Clean Solar Power Tumkur Private Limited | Meera Corporation Kr | 2023-03-15 | 12
CNHalli_Block1 | Modules | CNHalli_Block1_SMB2.6_S10 | PV Solar Module String |  | CNHalli_BLOCK_1_SMB2.6 | - | 13.44 | 320W | - | 42 | Modules | Main Inventry | In Operation |  | In Warranty | Trina Solar Co. Ltd. | 2017-09-26 | 2027-09-26 | 120 | TED-A11042-1808-XSC-0109-0 | Trina Solar Co. Ltd. | HSEPL | TSM-320PD14 | [5 empty] | Bescom | HSEPL | Clean Solar Power Tumkur Private Limited | Meera Corporation Kr | 2023-03-15 | 12
CNHalli_Block1 | Modules | CNHalli_Block1_SMB2.6_S11 | PV Solar Module String |  | CNHalli_BLOCK_1_SMB2.6 | - | 13.44 | 320W | - | 42 | Modules | Main Inventry | In Operation |  | In Warranty | Trina Solar Co. Ltd. | 2017-09-26 | 2027-09-26 | 120 | TED-A11042-1808-XSC-0109-0 | Trina Solar Co. Ltd. | HSEPL | TSM-320PD14 | [5 empty] | Bescom | HSEPL | Clean Solar Power Tumkur Private Limited | Meera Corporation Kr | 2023-03-15 | 12
CNHalli_Block1 | Modules | CNHalli_Block1_SMB2.6_S12 | PV Solar Module String |  | CNHalli_BLOCK_1_SMB2.6 | - | 13.44 | 320W | - | 42 | Modules | Main Inventry | In Operation |  | In Warranty | Trina Solar Co. Ltd. | 2017-09-26 | 2027-09-26 | 120 | TED-A11042-1808-XSC-0109-0 | Trina Solar Co. Ltd. | HSEPL | TSM-320PD14 | [5 empty] | Bescom | HSEPL | Clean Solar Power Tumkur Private Limited | Meera Corporation Kr | 2023-03-15 | 12
CNHalli_Block1 | Modules | CNHalli_Block1_SMB2.7_S1 | PV Solar Module String |  | CNHalli_BLOCK_1_SMB2.7 | - | 13.44 | 320W | - | 42 | Modules | Main Inventry | In Operation |  | In Warranty | Trina Solar Co. Ltd. | 2017-09-26 | 2027-09-26 | 120 | TED-A11042-1808-XSC-0109-0 | Trina Solar Co. Ltd. | HSEPL | TSM-320PD14 | [5 empty] | Bescom | HSEPL | Clean Solar Power Tumkur Private Limited | Meera Corporation Kr | 2023-03-15 | 12
CNHalli_Block1 | Modules | CNHalli_Block1_SMB2.7_S2 | PV Solar Module String |  | CNHalli_BLOCK_1_SMB2.7 | - | 13.44 | 320W | - | 42 | Modules | Main Inventry | In Operation |  | In Warranty | Trina Solar Co. Ltd. | 2017-09-26 | 2027-09-26 | 120 | TED-A11042-1808-XSC-0109-0 | Trina Solar Co. Ltd. | HSEPL | TSM-320PD14 | [5 empty] | Bescom | HSEPL | Clean Solar Power Tumkur Private Limited | Meera Corporation Kr | 2023-03-15 | 12
CNHalli_Block1 | Modules | CNHalli_Block1_SMB2.7_S3 | PV Solar Module String |  | CNHalli_BLOCK_1_SMB2.7 | - | 13.44 | 320W | - | 42 | Modules | Main Inventry | In Operation |  | In Warranty | Trina Solar Co. Ltd. | 2017-09-26 | 2027-09-26 | 120 | TED-A11042-1808-XSC-0109-0 | Trina Solar Co. Ltd. | HSEPL | TSM-320PD14 | [5 empty] | Bescom | HSEPL | Clean Solar Power Tumkur Private Limited | Meera Corporation Kr | 2023-03-15 | 12
CNHalli_Block1 | Modules | CNHalli_Block1_SMB2.7_S4 | PV Solar Module String |  | CNHalli_BLOCK_1_SMB2.7 | - | 13.44 | 320W | - | 42 | Modules | Main Inventry | In Operation |  | In Warranty | Trina Solar Co. Ltd. | 2017-09-26 | 2027-09-26 | 120 | TED-A11042-1808-XSC-0109-0 | Trina Solar Co. Ltd. | HSEPL | TSM-320PD14 | [5 empty] | Bescom | HSEPL | Clean Solar Power Tumkur Private Limited | Meera Corporation Kr | 2023-03-15 | 12
CNHalli_Block1 | Modules | CNHalli_Block1_SMB2.7_S5 | PV Solar Module String |  | CNHalli_BLOCK_1_SMB2.7 | - | 13.44 | 320W | - | 42 | Modules | Main Inventry | In Operation |  | In Warranty | Trina Solar Co. Ltd. | 2017-09-26 | 2027-09-26 | 120 | TED-A11042-1808-XSC-0109-0 | Trina Solar Co. Ltd. | HSEPL | TSM-320PD14 | [5 empty] | Bescom | HSEPL | Clean Solar Power Tumkur Private Limited | Meera Corporation Kr | 2023-03-15 | 12
CNHalli_Block1 | Modules | CNHalli_Block1_SMB2.7_S6 | PV Solar Module String |  | CNHalli_BLOCK_1_SMB2.7 | - | 13.44 | 320W | - | 42 | Modules | Main Inventry | In Operation |  | In Warranty | Trina Solar Co. Ltd. | 2017-09-26 | 2027-09-26 | 120 | TED-A11042-1808-XSC-0109-0 | Trina Solar Co. Ltd. | HSEPL | TSM-320PD14 | [5 empty] | Bescom | HSEPL | Clean Solar Power Tumkur Private Limited | Meera Corporation Kr | 2023-03-15 | 12
CNHalli_Block1 | Modules | CNHalli_Block1_SMB2.7_S7 | PV Solar Module String |  | CNHalli_BLOCK_1_SMB2.7 | - | 13.44 | 320W | - | 42 | Modules | Main Inventry | In Operation |  | In Warranty | Trina Solar Co. Ltd. | 2017-09-26 | 2027-09-26 | 120 | TED-A11042-1808-XSC-0109-0 | Trina Solar Co. Ltd. | HSEPL | TSM-320PD14 | [5 empty] | Bescom | HSEPL | Clean Solar Power Tumkur Private Limited | Meera Corporation Kr | 2023-03-15 | 12
CNHalli_Block1 | Modules | CNHalli_Block1_SMB2.7_S8 | PV Solar Module String |  | CNHalli_BLOCK_1_SMB2.7 | - | 13.44 | 320W | - | 42 | Modules | Main Inventry | In Operation |  | In Warranty | Trina Solar Co. Ltd. | 2017-09-26 | 2027-09-26 | 120 | TED-A11042-1808-XSC-0109-0 | Trina Solar Co. Ltd. | HSEPL | TSM-320PD14 | [5 empty] | Bescom | HSEPL | Clean Solar Power Tumkur Private Limited | Meera Corporation Kr | 2023-03-15 | 12
CNHalli_Block1 | Modules | CNHalli_Block1_SMB2.7_S9 | PV Solar Module String |  | CNHalli_BLOCK_1_SMB2.7 | - | 13.44 | 320W | - | 42 | Modules | Main Inventry | In Operation |  | In Warranty | Trina Solar Co. Ltd. | 2017-09-26 | 2027-09-26 | 120 | TED-A11042-1808-XSC-0109-0 | Trina Solar Co. Ltd. | HSEPL | TSM-320PD14 | [5 empty] | Bescom | HSEPL | Clean Solar Power Tumkur Private Limited | Meera Corporation Kr | 2023-03-15 | 12
CNHalli_Block1 | Modules | CNHalli_Block1_SMB3.1_S1 | PV Solar Module String |  | CNHalli_BLOCK_1_SMB3.1 | - | 13.44 | 320W | - | 42 | Modules | Main Inventry | In Operation |  | In Warranty | Trina Solar Co. Ltd. | 2017-09-26 | 2027-09-26 | 120 | TED-A11042-1808-XSC-0109-0 | Trina Solar Co. Ltd. | HSEPL | TSM-320PD14 | [5 empty] | Bescom | HSEPL | Clean Solar Power Tumkur Private Limited | Meera Corporation Kr | 2023-03-15 | 12
CNHalli_Block1 | Modules | CNHalli_Block1_SMB3.1_S2 | PV Solar Module String |  | CNHalli_BLOCK_1_SMB3.1 | - | 13.44 | 320W | - | 42 | Modules | Main Inventry | In Operation |  | In Warranty | Trina Solar Co. Ltd. | 2017-09-26 | 2027-09-26 | 120 | TED-A11042-1808-XSC-0109-0 | Trina Solar Co. Ltd. | HSEPL | TSM-320PD14 | [5 empty] | Bescom | HSEPL | Clean Solar Power Tumkur Private Limited | Meera Corporation Kr | 2023-03-15 | 12
CNHalli_Block1 | Modules | CNHalli_Block1_SMB3.1_S3 | PV Solar Module String |  | CNHalli_BLOCK_1_SMB3.1 | - | 13.44 | 320W | - | 42 | Modules | Main Inventry | In Operation |  | In Warranty | Trina Solar Co. Ltd. | 2017-09-26 | 2027-09-26 | 120 | TED-A11042-1808-XSC-0109-0 | Trina Solar Co. Ltd. | HSEPL | TSM-320PD14 | [5 empty] | Bescom | HSEPL | Clean Solar Power Tumkur Private Limited | Meera Corporation Kr | 2023-03-15 | 12
CNHalli_Block1 | Modules | CNHalli_Block1_SMB3.1_S4 | PV Solar Module String |  | CNHalli_BLOCK_1_SMB3.1 | - | 13.56 | 320W | - | 42 | Modules | Main Inventry | In Operation |  | In Warranty | Trina Solar Co. Ltd. | 2017-09-26 | 2027-09-26 | 120 | TED-A11042-1808-XSC-0109-0 | Trina Solar Co. Ltd. | HSEPL | TSM-320PD14 | [5 empty] | Bescom | HSEPL | Clean Solar Power Tumkur Private Limited | Meera Corporation Kr | 2023-03-15 | 12
CNHalli_Block1 | Modules | CNHalli_Block1_SMB3.1_S5 | PV Solar Module String |  | CNHalli_BLOCK_1_SMB3.1 | - | 13.65 | 325W | - | 42 | Modules | Main Inventry | In Operation |  | In Warranty | Trina Solar Co. Ltd. | 2017-09-26 | 2027-09-26 | 120 | TED-A11042-1808-XSC-0109-0 | Trina Solar Co. Ltd. | HSEPL | TSM-320PD14 | [5 empty] | Bescom | HSEPL | Clean Solar Power Tumkur Private Limited | Meera Corporation Kr | 2023-03-15 | 12
CNHalli_Block1 | Modules | CNHalli_Block1_SMB3.1_S6 | PV Solar Module String |  | CNHalli_BLOCK_1_SMB3.1 | - | 13.44 | 320W | - | 42 | Modules | Main Inventry | In Operation |  | In Warranty | Trina Solar Co. Ltd. | 2017-09-26 | 2027-09-26 | 120 | TED-A11042-1808-XSC-0109-0 | Trina Solar Co. Ltd. | HSEPL | TSM-320PD14 | [5 empty] | Bescom | HSEPL | Clean Solar Power Tumkur Private Limited | Meera Corporation Kr | 2023-03-15 | 12
CNHalli_Block1 | Modules | CNHalli_Block1_SMB3.1_S7 | PV Solar Module String |  | CNHalli_BLOCK_1_SMB3.1 | - | 13.44 | 320W | - | 42 | Modules | Main Inventry | In Operation |  | In Warranty | Trina Solar Co. Ltd. | 2017-09-26 | 2027-09-26 | 120 | TED-A11042-1808-XSC-0109-0 | Trina Solar Co. Ltd. | HSEPL | TSM-320PD14 | [5 empty] | Bescom | HSEPL | Clean Solar Power Tumkur Private Limited | Meera Corporation Kr | 2023-03-15 | 12
CNHalli_Block1 | Modules | CNHalli_Block1_SMB3.1_S8 | PV Solar Module String |  | CNHalli_BLOCK_1_SMB3.1 | - | 13.44 | 320W | - | 42 | Modules | Main Inventry | In Operation |  | In Warranty | Trina Solar Co. Ltd. | 2017-09-26 | 2027-09-26 | 120 | TED-A11042-1808-XSC-0109-0 | Trina Solar Co. Ltd. | HSEPL | TSM-320PD14 | [5 empty] | Bescom | HSEPL | Clean Solar Power Tumkur Private Limited | Meera Corporation Kr | 2023-03-15 | 12
CNHalli_Block1 | Modules | CNHalli_Block1_SMB3.1_S9 | PV Solar Module String |  | CNHalli_BLOCK_1_SMB3.1 | - | 13.44 | 320W | - | 42 | Modules | Main Inventry | In Operation |  | In Warranty | Trina Solar Co. Ltd. | 2017-09-26 | 2027-09-26 | 120 | TED-A11042-1808-XSC-0109-0 | Trina Solar Co. Ltd. | HSEPL | TSM-320PD14 | [5 empty] | Bescom | HSEPL | Clean Solar Power Tumkur Private Limited | Meera Corporation Kr | 2023-03-15 | 12
CNHalli_Block1 | Modules | CNHalli_Block1_SMB3.1_S10 | PV Solar Module String |  | CNHalli_BLOCK_1_SMB3.1 | - | 13.44 | 320W | - | 42 | Modules | Main Inventry | In Operation |  | In Warranty | Trina Solar Co. Ltd. | 2017-09-26 | 2027-09-26 | 120 | TED-A11042-1808-XSC-0109-0 | Trina Solar Co. Ltd. | HSEPL | TSM-320PD14 | [5 empty] | Bescom | HSEPL | Clean Solar Power Tumkur Private Limited | Meera Corporation Kr | 2023-03-15 | 12
CNHalli_Block1 | Modules | CNHalli_Block1_SMB3.1_S11 | PV Solar Module String |  | CNHalli_BLOCK_1_SMB3.1 | - | 13.44 | 320W | - | 42 | Modules | Main Inventry | In Operation |  | In Warranty | Trina Solar Co. Ltd. | 2017-09-26 | 2027-09-26 | 120 | TED-A11042-1808-XSC-0109-0 | Trina Solar Co. Ltd. | HSEPL | TSM-320PD14 | [5 empty] | Bescom | HSEPL | Clean Solar Power Tumkur Private Limited | Meera Corporation Kr | 2023-03-15 | 12
CNHalli_Block1 | Modules | CNHalli_Block1_SMB3.1_S12 | PV Solar Module String |  | CNHalli_BLOCK_1_SMB3.1 | - | 13.44 | 320W | - | 42 | Modules | Main Inventry | In Operation |  | In Warranty | Trina Solar Co. Ltd. | 2017-09-26 | 2027-09-26 | 120 | TED-A11042-1808-XSC-0109-0 | Trina Solar Co. Ltd. | HSEPL | TSM-320PD14 | [5 empty] | Bescom | HSEPL | Clean Solar Power Tumkur Private Limited | Meera Corporation Kr | 2023-03-15 | 12
CNHalli_Block1 | Modules | CNHalli_Block1_SMB3.2_S1 | PV Solar Module String |  | CNHalli_BLOCK_1_SMB3.2 | - | 13.44 | 320W | - | 42 | Modules | Main Inventry | In Operation |  | In Warranty | Trina Solar Co. Ltd. | 2017-09-26 | 2027-09-26 | 120 | TED-A11042-1808-XSC-0109-0 | Trina Solar Co. Ltd. | HSEPL | TSM-320PD14 | [5 empty] | Bescom | HSEPL | Clean Solar Power Tumkur Private Limited | Meera Corporation Kr | 2023-03-15 | 12
CNHalli_Block1 | Modules | CNHalli_Block1_SMB3.2_S2 | PV Solar Module String |  | CNHalli_BLOCK_1_SMB3.2 | - | 13.44 | 320W | - | 42 | Modules | Main Inventry | In Operation |  | In Warranty | Trina Solar Co. Ltd. | 2017-09-26 | 2027-09-26 | 120 | TED-A11042-1808-XSC-0109-0 | Trina Solar Co. Ltd. | HSEPL | TSM-320PD14 | [5 empty] | Bescom | HSEPL | Clean Solar Power Tumkur Private Limited | Meera Corporation Kr | 2023-03-15 | 12
CNHalli_Block1 | Modules | CNHalli_Block1_SMB3.2_S3 | PV Solar Module String |  | CNHalli_BLOCK_1_SMB3.2 | - | 13.44 | 320W | - | 42 | Modules | Main Inventry | In Operation |  | In Warranty | Trina Solar Co. Ltd. | 2017-09-26 | 2027-09-26 | 120 | TED-A11042-1808-XSC-0109-0 | Trina Solar Co. Ltd. | HSEPL | TSM-320PD14 | [5 empty] | Bescom | HSEPL | Clean Solar Power Tumkur Private Limited | Meera Corporation Kr | 2023-03-15 | 12
CNHalli_Block1 | Modules | CNHalli_Block1_SMB3.2_S4 | PV Solar Module String |  | CNHalli_BLOCK_1_SMB3.2 | - | 13.44 | 320W | - | 42 | Modules | Main Inventry | In Operation |  | In Warranty | Trina Solar Co. Ltd. | 2017-09-26 | 2027-09-26 | 120 | TED-A11042-1808-XSC-0109-0 | Trina Solar Co. Ltd. | HSEPL | TSM-320PD14 | [5 empty] | Bescom | HSEPL | Clean Solar Power Tumkur Private Limited | Meera Corporation Kr | 2023-03-15 | 12
CNHalli_Block1 | Modules | CNHalli_Block1_SMB3.2_S5 | PV Solar Module String |  | CNHalli_BLOCK_1_SMB3.2 | - | 13.44 | 320W | - | 42 | Modules | Main Inventry | In Operation |  | In Warranty | Trina Solar Co. Ltd. | 2017-09-26 | 2027-09-26 | 120 | TED-A11042-1808-XSC-0109-0 | Trina Solar Co. Ltd. | HSEPL | TSM-320PD14 | [5 empty] | Bescom | HSEPL | Clean Solar Power Tumkur Private Limited | Meera Corporation Kr | 2023-03-15 | 12
CNHalli_Block1 | Modules | CNHalli_Block1_SMB3.2_S6 | PV Solar Module String |  | CNHalli_BLOCK_1_SMB3.2 | - | 13.44 | 320W | - | 42 | Modules | Main Inventry | In Operation |  | In Warranty | Trina Solar Co. Ltd. | 2017-09-26 | 2027-09-26 | 120 | TED-A11042-1808-XSC-0109-0 | Trina Solar Co. Ltd. | HSEPL | TSM-320PD14 | [5 empty] | Bescom | HSEPL | Clean Solar Power Tumkur Private Limited | Meera Corporation Kr | 2023-03-15 | 12
CNHalli_Block1 | Modules | CNHalli_Block1_SMB3.2_S7 | PV Solar Module String |  | CNHalli_BLOCK_1_SMB3.2 | - | 13.44 | 320W | - | 42 | Modules | Main Inventry | In Operation |  | In Warranty | Trina Solar Co. Ltd. | 2017-09-26 | 2027-09-26 | 120 | TED-A11042-1808-XSC-0109-0 | Trina Solar Co. Ltd. | HSEPL | TSM-320PD14 | [5 empty] | Bescom | HSEPL | Clean Solar Power Tumkur Private Limited | Meera Corporation Kr | 2023-03-15 | 12
CNHalli_Block1 | Modules | CNHalli_Block1_SMB3.2_S8 | PV Solar Module String |  | CNHalli_BLOCK_1_SMB3.2 | - | 13.44 | 320W | - | 42 | Modules | Main Inventry | In Operation |  | In Warranty | Trina Solar Co. Ltd. | 2017-09-26 | 2027-09-26 | 120 | TED-A11042-1808-XSC-0109-0 | Trina Solar Co. Ltd. | HSEPL | TSM-320PD14 | [5 empty] | Bescom | HSEPL | Clean Solar Power Tumkur Private Limited | Meera Corporation Kr | 2023-03-15 | 12
CNHalli_Block1 | Modules | CNHalli_Block1_SMB3.2_S9 | PV Solar Module String |  | CNHalli_BLOCK_1_SMB3.2 | - | 13.44 | 320W | - | 42 | Modules | Main Inventry | In Operation |  | In Warranty | Trina Solar Co. Ltd. | 2017-09-26 | 2027-09-26 | 120 | TED-A11042-1808-XSC-0109-0 | Trina Solar Co. Ltd. | HSEPL | TSM-320PD14 | [5 empty] | Bescom | HSEPL | Clean Solar Power Tumkur Private Limited | Meera Corporation Kr | 2023-03-15 | 12
CNHalli_Block1 | Modules | CNHalli_Block1_SMB3.2_S10 | PV Solar Module String |  | CNHalli_BLOCK_1_SMB3.2 | - | 13.44 | 320W | - | 42 | Modules | Main Inventry | In Operation |  | In Warranty | Trina Solar Co. Ltd. | 2017-09-26 | 2027-09-26 | 120 | TED-A11042-1808-XSC-0109-0 | Trina Solar Co. Ltd. | HSEPL | TSM-320PD14 | [5 empty] | Bescom | HSEPL | Clean Solar Power Tumkur Private Limited | Meera Corporation Kr | 2023-03-15 | 12
CNHalli_Block1 | Modules | CNHalli_Block1_SMB3.2_S11 | PV Solar Module String |  | CNHalli_BLOCK_1_SMB3.2 | - | 13.44 | 320W | - | 42 | Modules | Main Inventry | In Operation |  | In Warranty | Trina Solar Co. Ltd. | 2017-09-26 | 2027-09-26 | 120 | TED-A11042-1808-XSC-0109-0 | Trina Solar Co. Ltd. | HSEPL | TSM-320PD14 | [5 empty] | Bescom | HSEPL | Clean Solar Power Tumkur Private Limited | Meera Corporation Kr | 2023-03-15 | 12
CNHalli_Block1 | Modules | CNHalli_Block1_SMB3.2_S12 | PV Solar Module String |  | CNHalli_BLOCK_1_SMB3.2 | - | 13.44 | 320W | - | 42 | Modules | Main Inventry | In Operation |  | In Warranty | Trina Solar Co. Ltd. | 2017-09-26 | 2027-09-26 | 120 | TED-A11042-1808-XSC-0109-0 | Trina Solar Co. Ltd. | HSEPL | TSM-320PD14 | [5 empty] | Bescom | HSEPL | Clean Solar Power Tumkur Private Limited | Meera Corporation Kr | 2023-03-15 | 12
CNHalli_Block1 | Modules | CNHalli_Block1_SMB3.3_S1 | PV Solar Module String |  | CNHalli_BLOCK_1_SMB3.3 | - | 13.65 | 325W | - | 42 | Modules | Main Inventry | In Operation |  | In Warranty | Trina Solar Co. Ltd. | 2017-09-26 | 2027-09-26 | 120 | TED-A11042-1808-XSC-0109-0 | Trina Solar Co. Ltd. | HSEPL | TSM-320PD14 | [5 empty] | Bescom | HSEPL | Clean Solar Power Tumkur Private Limited | Meera Corporation Kr | 2023-03-15 | 12
CNHalli_Block1 | Modules | CNHalli_Block1_SMB3.3_S2 | PV Solar Module String |  | CNHalli_BLOCK_1_SMB3.3 | - | 13.65 | 325W | - | 42 | Modules | Main Inventry | In Operation |  | In Warranty | Trina Solar Co. Ltd. | 2017-09-26 | 2027-09-26 | 120 | TED-A11042-1808-XSC-0109-0 | Trina Solar Co. Ltd. | HSEPL | TSM-320PD14 | [5 empty] | Bescom | HSEPL | Clean Solar Power Tumkur Private Limited | Meera Corporation Kr | 2023-03-15 | 12
CNHalli_Block1 | Modules | CNHalli_Block1_SMB3.3_S3 | PV Solar Module String |  | CNHalli_BLOCK_1_SMB3.3 | - | 13.65 | 325W | - | 42 | Modules | Main Inventry | In Operation |  | In Warranty | Trina Solar Co. Ltd. | 2017-09-26 | 2027-09-26 | 120 | TED-A11042-1808-XSC-0109-0 | Trina Solar Co. Ltd. | HSEPL | TSM-320PD14 | [5 empty] | Bescom | HSEPL | Clean Solar Power Tumkur Private Limited | Meera Corporation Kr | 2023-03-15 | 12
CNHalli_Block1 | Modules | CNHalli_Block1_SMB3.3_S4 | PV Solar Module String |  | CNHalli_BLOCK_1_SMB3.3 | - | 13.65 | 325W | - | 42 | Modules | Main Inventry | In Operation |  | In Warranty | Trina Solar Co. Ltd. | 2017-09-26 | 2027-09-26 | 120 | TED-A11042-1808-XSC-0109-0 | Trina Solar Co. Ltd. | HSEPL | TSM-320PD14 | [5 empty] | Bescom | HSEPL | Clean Solar Power Tumkur Private Limited | Meera Corporation Kr | 2023-03-15 | 12
CNHalli_Block1 | Modules | CNHalli_Block1_SMB3.3_S5 | PV Solar Module String |  | CNHalli_BLOCK_1_SMB3.3 | - | 13.65 | 325W | - | 42 | Modules | Main Inventry | In Operation |  | In Warranty | Trina Solar Co. Ltd. | 2017-09-26 | 2027-09-26 | 120 | TED-A11042-1808-XSC-0109-0 | Trina Solar Co. Ltd. | HSEPL | TSM-320PD14 | [5 empty] | Bescom | HSEPL | Clean Solar Power Tumkur Private Limited | Meera Corporation Kr | 2023-03-15 | 12
CNHalli_Block1 | Modules | CNHalli_Block1_SMB3.3_S6 | PV Solar Module String |  | CNHalli_BLOCK_1_SMB3.3 | - | 13.65 | 325W | - | 42 | Modules | Main Inventry | In Operation |  | In Warranty | Trina Solar Co. Ltd. | 2017-09-26 | 2027-09-26 | 120 | TED-A11042-1808-XSC-0109-0 | Trina Solar Co. Ltd. | HSEPL | TSM-320PD14 | [5 empty] | Bescom | HSEPL | Clean Solar Power Tumkur Private Limited | Meera Corporation Kr | 2023-03-15 | 12
CNHalli_Block1 | Modules | CNHalli_Block1_SMB3.3_S7 | PV Solar Module String |  | CNHalli_BLOCK_1_SMB3.3 | - | 13.65 | 325W | - | 42 | Modules | Main Inventry | In Operation |  | In Warranty | Trina Solar Co. Ltd. | 2017-09-26 | 2027-09-26 | 120 | TED-A11042-1808-XSC-0109-0 | Trina Solar Co. Ltd. | HSEPL | TSM-320PD14 | [5 empty] | Bescom | HSEPL | Clean Solar Power Tumkur Private Limited | Meera Corporation Kr | 2023-03-15 | 12
CNHalli_Block1 | Modules | CNHalli_Block1_SMB3.3_S8 | PV Solar Module String |  | CNHalli_BLOCK_1_SMB3.3 | - | 13.65 | 325W | - | 42 | Modules | Main Inventry | In Operation |  | In Warranty | Trina Solar Co. Ltd. | 2017-09-26 | 2027-09-26 | 120 | TED-A11042-1808-XSC-0109-0 | Trina Solar Co. Ltd. | HSEPL | TSM-320PD14 | [5 empty] | Bescom | HSEPL | Clean Solar Power Tumkur Private Limited | Meera Corporation Kr | 2023-03-15 | 12
CNHalli_Block1 | Modules | CNHalli_Block1_SMB3.3_S9 | PV Solar Module String |  | CNHalli_BLOCK_1_SMB3.3 | - | 13.65 | 325W | - | 42 | Modules | Main Inventry | In Operation |  | In Warranty | Trina Solar Co. Ltd. | 2017-09-26 | 2027-09-26 | 120 | TED-A11042-1808-XSC-0109-0 | Trina Solar Co. Ltd. | HSEPL | TSM-320PD14 | [5 empty] | Bescom | HSEPL | Clean Solar Power Tumkur Private Limited | Meera Corporation Kr | 2023-03-15 | 12
CNHalli_Block1 | Modules | CNHalli_Block1_SMB3.3_S10 | PV Solar Module String |  | CNHalli_BLOCK_1_SMB3.3 | - | 13.65 | 325W | - | 42 | Modules | Main Inventry | In Operation |  | In Warranty | Trina Solar Co. Ltd. | 2017-09-26 | 2027-09-26 | 120 | TED-A11042-1808-XSC-0109-0 | Trina Solar Co. Ltd. | HSEPL | TSM-320PD14 | [5 empty] | Bescom | HSEPL | Clean Solar Power Tumkur Private Limited | Meera Corporation Kr | 2023-03-15 | 12
CNHalli_Block1 | Modules | CNHalli_Block1_SMB3.3_S11 | PV Solar Module String |  | CNHalli_BLOCK_1_SMB3.3 | - | 13.65 | 325W | - | 42 | Modules | Main Inventry | In Operation |  | In Warranty | Trina Solar Co. Ltd. | 2017-09-26 | 2027-09-26 | 120 | TED-A11042-1808-XSC-0109-0 | Trina Solar Co. Ltd. | HSEPL | TSM-320PD14 | [5 empty] | Bescom | HSEPL | Clean Solar Power Tumkur Private Limited | Meera Corporation Kr | 2023-03-15 | 12
CNHalli_Block1 | Modules | CNHalli_Block1_SMB3.3_S12 | PV Solar Module String |  | CNHalli_BLOCK_1_SMB3.3 | - | 13.44 | 320W | - | 42 | Modules | Main Inventry | In Operation |  | In Warranty | Trina Solar Co. Ltd. | 2017-09-26 | 2027-09-26 | 120 | TED-A11042-1808-XSC-0109-0 | Trina Solar Co. Ltd. | HSEPL | TSM-320PD14 | [5 empty] | Bescom | HSEPL | Clean Solar Power Tumkur Private Limited | Meera Corporation Kr | 2023-03-15 | 12
CNHalli_Block1 | Modules | CNHalli_Block1_SMB3.4_S1 | PV Solar Module String |  | CNHalli_BLOCK_1_SMB3.4 | - | 13.44 | 320W | - | 42 | Modules | Main Inventry | In Operation |  | In Warranty | Trina Solar Co. Ltd. | 2017-09-26 | 2027-09-26 | 120 | TED-A11042-1808-XSC-0109-0 | Trina Solar Co. Ltd. | HSEPL | TSM-320PD14 | [5 empty] | Bescom | HSEPL | Clean Solar Power Tumkur Private Limited | Meera Corporation Kr | 2023-03-15 | 12
CNHalli_Block1 | Modules | CNHalli_Block1_SMB3.4_S2 | PV Solar Module String |  | CNHalli_BLOCK_1_SMB3.4 | - | 13.44 | 320W | - | 42 | Modules | Main Inventry | In Operation |  | In Warranty | Trina Solar Co. Ltd. | 2017-09-26 | 2027-09-26 | 120 | TED-A11042-1808-XSC-0109-0 | Trina Solar Co. Ltd. | HSEPL | TSM-320PD14 | [5 empty] | Bescom | HSEPL | Clean Solar Power Tumkur Private Limited | Meera Corporation Kr | 2023-03-15 | 12
CNHalli_Block1 | Modules | CNHalli_Block1_SMB3.4_S3 | PV Solar Module String |  | CNHalli_BLOCK_1_SMB3.4 | - | 13.44 | 320W | - | 42 | Modules | Main Inventry | In Operation |  | In Warranty | Trina Solar Co. Ltd. | 2017-09-26 | 2027-09-26 | 120 | TED-A11042-1808-XSC-0109-0 | Trina Solar Co. Ltd. | HSEPL | TSM-320PD14 | [5 empty] | Bescom | HSEPL | Clean Solar Power Tumkur Private Limited | Meera Corporation Kr | 2023-03-15 | 12
CNHalli_Block1 | Modules | CNHalli_Block1_SMB3.4_S4 | PV Solar Module String |  | CNHalli_BLOCK_1_SMB3.4 | - | 13.44 | 320W | - | 42 | Modules | Main Inventry | In Operation |  | In Warranty | Trina Solar Co. Ltd. | 2017-09-26 | 2027-09-26 | 120 | TED-A11042-1808-XSC-0109-0 | Trina Solar Co. Ltd. | HSEPL | TSM-320PD14 | [5 empty] | Bescom | HSEPL | Clean Solar Power Tumkur Private Limited | Meera Corporation Kr | 2023-03-15 | 12
CNHalli_Block1 | Modules | CNHalli_Block1_SMB3.4_S5 | PV Solar Module String |  | CNHalli_BLOCK_1_SMB3.4 | - | 13.44 | 320W | - | 42 | Modules | Main Inventry | In Operation |  | In Warranty | Trina Solar Co. Ltd. | 2017-09-26 | 2027-09-26 | 120 | TED-A11042-1808-XSC-0109-0 | Trina Solar Co. Ltd. | HSEPL | TSM-320PD14 | [5 empty] | Bescom | HSEPL | Clean Solar Power Tumkur Private Limited | Meera Corporation Kr | 2023-03-15 | 12
CNHalli_Block1 | Modules | CNHalli_Block1_SMB3.4_S6 | PV Solar Module String |  | CNHalli_BLOCK_1_SMB3.4 | - | 13.44 | 320W | - | 42 | Modules | Main Inventry | In Operation |  | In Warranty | Trina Solar Co. Ltd. | 2017-09-26 | 2027-09-26 | 120 | TED-A11042-1808-XSC-0109-0 | Trina Solar Co. Ltd. | HSEPL | TSM-320PD14 | [5 empty] | Bescom | HSEPL | Clean Solar Power Tumkur Private Limited | Meera Corporation Kr | 2023-03-15 | 12
CNHalli_Block1 | Modules | CNHalli_Block1_SMB3.4_S7 | PV Solar Module String |  | CNHalli_BLOCK_1_SMB3.4 | - | 13.44 | 320W | - | 42 | Modules | Main Inventry | In Operation |  | In Warranty | Trina Solar Co. Ltd. | 2017-09-26 | 2027-09-26 | 120 | TED-A11042-1808-XSC-0109-0 | Trina Solar Co. Ltd. | HSEPL | TSM-320PD14 | [5 empty] | Bescom | HSEPL | Clean Solar Power Tumkur Private Limited | Meera Corporation Kr | 2023-03-15 | 12
CNHalli_Block1 | Modules | CNHalli_Block1_SMB3.4_S8 | PV Solar Module String |  | CNHalli_BLOCK_1_SMB3.4 | - | 13.44 | 320W | - | 42 | Modules | Main Inventry | In Operation |  | In Warranty | Trina Solar Co. Ltd. | 2017-09-26 | 2027-09-26 | 120 | TED-A11042-1808-XSC-0109-0 | Trina Solar Co. Ltd. | HSEPL | TSM-320PD14 | [5 empty] | Bescom | HSEPL | Clean Solar Power Tumkur Private Limited | Meera Corporation Kr | 2023-03-15 | 12
CNHalli_Block1 | Modules | CNHalli_Block1_SMB3.4_S9 | PV Solar Module String |  | CNHalli_BLOCK_1_SMB3.4 | - | 13.44 | 320W | - | 42 | Modules | Main Inventry | In Operation |  | In Warranty | Trina Solar Co. Ltd. | 2017-09-26 | 2027-09-26 | 120 | TED-A11042-1808-XSC-0109-0 | Trina Solar Co. Ltd. | HSEPL | TSM-320PD14 | [5 empty] | Bescom | HSEPL | Clean Solar Power Tumkur Private Limited | Meera Corporation Kr | 2023-03-15 | 12
CNHalli_Block1 | Modules | CNHalli_Block1_SMB3.4_S10 | PV Solar Module String |  | CNHalli_BLOCK_1_SMB3.4 | - | 13.44 | 320W | - | 42 | Modules | Main Inventry | In Operation |  | In Warranty | Trina Solar Co. Ltd. | 2017-09-26 | 2027-09-26 | 120 | TED-A11042-1808-XSC-0109-0 | Trina Solar Co. Ltd. | HSEPL | TSM-320PD14 | [5 empty] | Bescom | HSEPL | Clean Solar Power Tumkur Private Limited | Meera Corporation Kr | 2023-03-15 | 12
CNHalli_Block1 | Modules | CNHalli_Block1_SMB3.4_S11 | PV Solar Module String |  | CNHalli_BLOCK_1_SMB3.4 | - | 13.44 | 320W | - | 42 | Modules | Main Inventry | In Operation |  | In Warranty | Trina Solar Co. Ltd. | 2017-09-26 | 2027-09-26 | 120 | TED-A11042-1808-XSC-0109-0 | Trina Solar Co. Ltd. | HSEPL | TSM-320PD14 | [5 empty] | Bescom | HSEPL | Clean Solar Power Tumkur Private Limited | Meera Corporation Kr | 2023-03-15 | 12
CNHalli_Block1 | Modules | CNHalli_Block1_SMB3.4_S12 | PV Solar Module String |  | CNHalli_BLOCK_1_SMB3.4 | - | 13.44 | 320W | - | 42 | Modules | Main Inventry | In Operation |  | In Warranty | Trina Solar Co. Ltd. | 2017-09-26 | 2027-09-26 | 120 | TED-A11042-1808-XSC-0109-0 | Trina Solar Co. Ltd. | HSEPL | TSM-320PD14 | [5 empty] | Bescom | HSEPL | Clean Solar Power Tumkur Private Limited | Meera Corporation Kr | 2023-03-15 | 12
CNHalli_Block1 | Modules | CNHalli_Block1_SMB3.5_S1 | PV Solar Module String |  | CNHalli_BLOCK_1_SMB3.5 | - | 13.44 | 320W | - | 42 | Modules | Main Inventry | In Operation |  | In Warranty | Trina Solar Co. Ltd. | 2017-09-26 | 2027-09-26 | 120 | TED-A11042-1808-XSC-0109-0 | Trina Solar Co. Ltd. | HSEPL | TSM-320PD14 | [5 empty] | Bescom | HSEPL | Clean Solar Power Tumkur Private Limited | Meera Corporation Kr | 2023-03-15 | 12
CNHalli_Block1 | Modules | CNHalli_Block1_SMB3.5_S2 | PV Solar Module String |  | CNHalli_BLOCK_1_SMB3.5 | - | 13.44 | 320W | - | 42 | Modules | Main Inventry | In Operation |  | In Warranty | Trina Solar Co. Ltd. | 2017-09-26 | 2027-09-26 | 120 | TED-A11042-1808-XSC-0109-0 | Trina Solar Co. Ltd. | HSEPL | TSM-320PD14 | [5 empty] | Bescom | HSEPL | Clean Solar Power Tumkur Private Limited | Meera Corporation Kr | 2023-03-15 | 12
CNHalli_Block1 | Modules | CNHalli_Block1_SMB3.5_S3 | PV Solar Module String |  | CNHalli_BLOCK_1_SMB3.5 | - | 13.44 | 320W | - | 42 | Modules | Main Inventry | In Operation |  | In Warranty | Trina Solar Co. Ltd. | 2017-09-26 | 2027-09-26 | 120 | TED-A11042-1808-XSC-0109-0 | Trina Solar Co. Ltd. | HSEPL | TSM-320PD14 | [5 empty] | Bescom | HSEPL | Clean Solar Power Tumkur Private Limited | Meera Corporation Kr | 2023-03-15 | 12
CNHalli_Block1 | Modules | CNHalli_Block1_SMB3.5_S4 | PV Solar Module String |  | CNHalli_BLOCK_1_SMB3.5 | - | 13.44 | 320W | - | 42 | Modules | Main Inventry | In Operation |  | In Warranty | Trina Solar Co. Ltd. | 2017-09-26 | 2027-09-26 | 120 | TED-A11042-1808-XSC-0109-0 | Trina Solar Co. Ltd. | HSEPL | TSM-320PD14 | [5 empty] | Bescom | HSEPL | Clean Solar Power Tumkur Private Limited | Meera Corporation Kr | 2023-03-15 | 12
CNHalli_Block1 | Modules | CNHalli_Block1_SMB3.5_S5 | PV Solar Module String |  | CNHalli_BLOCK_1_SMB3.5 | - | 13.44 | 320W | - | 42 | Modules | Main Inventry | In Operation |  | In Warranty | Trina Solar Co. Ltd. | 2017-09-26 | 2027-09-26 | 120 | TED-A11042-1808-XSC-0109-0 | Trina Solar Co. Ltd. | HSEPL | TSM-320PD14 | [5 empty] | Bescom | HSEPL | Clean Solar Power Tumkur Private Limited | Meera Corporation Kr | 2023-03-15 | 12
CNHalli_Block1 | Modules | CNHalli_Block1_SMB3.5_S6 | PV Solar Module String |  | CNHalli_BLOCK_1_SMB3.5 | - | 13.44 | 320W | - | 42 | Modules | Main Inventry | In Operation |  | In Warranty | Trina Solar Co. Ltd. | 2017-09-26 | 2027-09-26 | 120 | TED-A11042-1808-XSC-0109-0 | Trina Solar Co. Ltd. | HSEPL | TSM-320PD14 | [5 empty] | Bescom | HSEPL | Clean Solar Power Tumkur Private Limited | Meera Corporation Kr | 2023-03-15 | 12
CNHalli_Block1 | Modules | CNHalli_Block1_SMB3.5_S7 | PV Solar Module String |  | CNHalli_BLOCK_1_SMB3.5 | - | 13.44 | 320W | - | 42 | Modules | Main Inventry | In Operation |  | In Warranty | Trina Solar Co. Ltd. | 2017-09-26 | 2027-09-26 | 120 | TED-A11042-1808-XSC-0109-0 | Trina Solar Co. Ltd. | HSEPL | TSM-320PD14 | [5 empty] | Bescom | HSEPL | Clean Solar Power Tumkur Private Limited | Meera Corporation Kr | 2023-03-15 | 12
CNHalli_Block1 | Modules | CNHalli_Block1_SMB3.5_S8 | PV Solar Module String |  | CNHalli_BLOCK_1_SMB3.5 | - | 13.44 | 320W | - | 42 | Modules | Main Inventry | In Operation |  | In Warranty | Trina Solar Co. Ltd. | 2017-09-26 | 2027-09-26 | 120 | TED-A11042-1808-XSC-0109-0 | Trina Solar Co. Ltd. | HSEPL | TSM-320PD14 | [5 empty] | Bescom | HSEPL | Clean Solar Power Tumkur Private Limited | Meera Corporation Kr | 2023-03-15 | 12
CNHalli_Block1 | Modules | CNHalli_Block1_SMB3.5_S9 | PV Solar Module String |  | CNHalli_BLOCK_1_SMB3.5 | - | 13.44 | 320W | - | 42 | Modules | Main Inventry | In Operation |  | In Warranty | Trina Solar Co. Ltd. | 2017-09-26 | 2027-09-26 | 120 | TED-A11042-1808-XSC-0109-0 | Trina Solar Co. Ltd. | HSEPL | TSM-320PD14 | [5 empty] | Bescom | HSEPL | Clean Solar Power Tumkur Private Limited | Meera Corporation Kr | 2023-03-15 | 12
CNHalli_Block1 | Modules | CNHalli_Block1_SMB3.5_S10 | PV Solar Module String |  | CNHalli_BLOCK_1_SMB3.5 | - | 13.44 | 320W | - | 42 | Modules | Main Inventry | In Operation |  | In Warranty | Trina Solar Co. Ltd. | 2017-09-26 | 2027-09-26 | 120 | TED-A11042-1808-XSC-0109-0 | Trina Solar Co. Ltd. | HSEPL | TSM-320PD14 | [5 empty] | Bescom | HSEPL | Clean Solar Power Tumkur Private Limited | Meera Corporation Kr | 2023-03-15 | 12
CNHalli_Block1 | Modules | CNHalli_Block1_SMB3.5_S11 | PV Solar Module String |  | CNHalli_BLOCK_1_SMB3.5 | - | 13.44 | 320W | - | 42 | Modules | Main Inventry | In Operation |  | In Warranty | Trina Solar Co. Ltd. | 2017-09-26 | 2027-09-26 | 120 | TED-A11042-1808-XSC-0109-0 | Trina Solar Co. Ltd. | HSEPL | TSM-320PD14 | [5 empty] | Bescom | HSEPL | Clean Solar Power Tumkur Private Limited | Meera Corporation Kr | 2023-03-15 | 12
CNHalli_Block1 | Modules | CNHalli_Block1_SMB3.5_S12 | PV Solar Module String |  | CNHalli_BLOCK_1_SMB3.5 | - | 13.44 | 320W | - | 42 | Modules | Main Inventry | In Operation |  | In Warranty | Trina Solar Co. Ltd. | 2017-09-26 | 2027-09-26 | 120 | TED-A11042-1808-XSC-0109-0 | Trina Solar Co. Ltd. | HSEPL | TSM-320PD14 | [5 empty] | Bescom | HSEPL | Clean Solar Power Tumkur Private Limited | Meera Corporation Kr | 2023-03-15 | 12
CNHalli_Block1 | Modules | CNHalli_Block1_SMB3.6_S1 | PV Solar Module String |  | CNHalli_BLOCK_1_SMB3.6 | - | 13.44 | 320W | - | 42 | Modules | Main Inventry | In Operation |  | In Warranty | Trina Solar Co. Ltd. | 2017-09-26 | 2027-09-26 | 120 | TED-A11042-1808-XSC-0109-0 | Trina Solar Co. Ltd. | HSEPL | TSM-320PD14 | [5 empty] | Bescom | HSEPL | Clean Solar Power Tumkur Private Limited | Meera Corporation Kr | 2023-03-15 | 12
CNHalli_Block1 | Modules | CNHalli_Block1_SMB3.6_S2 | PV Solar Module String |  | CNHalli_BLOCK_1_SMB3.6 | - | 13.44 | 320W | - | 42 | Modules | Main Inventry | In Operation |  | In Warranty | Trina Solar Co. Ltd. | 2017-09-26 | 2027-09-26 | 120 | TED-A11042-1808-XSC-0109-0 | Trina Solar Co. Ltd. | HSEPL | TSM-320PD14 | [5 empty] | Bescom | HSEPL | Clean Solar Power Tumkur Private Limited | Meera Corporation Kr | 2023-03-15 | 12
CNHalli_Block1 | Modules | CNHalli_Block1_SMB3.6_S3 | PV Solar Module String |  | CNHalli_BLOCK_1_SMB3.6 | - | 13.44 | 320W | - | 42 | Modules | Main Inventry | In Operation |  | In Warranty | Trina Solar Co. Ltd. | 2017-09-26 | 2027-09-26 | 120 | TED-A11042-1808-XSC-0109-0 | Trina Solar Co. Ltd. | HSEPL | TSM-320PD14 | [5 empty] | Bescom | HSEPL | Clean Solar Power Tumkur Private Limited | Meera Corporation Kr | 2023-03-15 | 12
CNHalli_Block1 | Modules | CNHalli_Block1_SMB3.6_S4 | PV Solar Module String |  | CNHalli_BLOCK_1_SMB3.6 | - | 13.44 | 320W | - | 42 | Modules | Main Inventry | In Operation |  | In Warranty | Trina Solar Co. Ltd. | 2017-09-26 | 2027-09-26 | 120 | TED-A11042-1808-XSC-0109-0 | Trina Solar Co. Ltd. | HSEPL | TSM-320PD14 | [5 empty] | Bescom | HSEPL | Clean Solar Power Tumkur Private Limited | Meera Corporation Kr | 2023-03-15 | 12
CNHalli_Block1 | Modules | CNHalli_Block1_SMB3.6_S5 | PV Solar Module String |  | CNHalli_BLOCK_1_SMB3.6 | - | 13.44 | 320W | - | 42 | Modules | Main Inventry | In Operation |  | In Warranty | Trina Solar Co. Ltd. | 2017-09-26 | 2027-09-26 | 120 | TED-A11042-1808-XSC-0109-0 | Trina Solar Co. Ltd. | HSEPL | TSM-320PD14 | [5 empty] | Bescom | HSEPL | Clean Solar Power Tumkur Private Limited | Meera Corporation Kr | 2023-03-15 | 12
CNHalli_Block1 | Modules | CNHalli_Block1_SMB3.6_S6 | PV Solar Module String |  | CNHalli_BLOCK_1_SMB3.6 | - | 13.44 | 320W | - | 42 | Modules | Main Inventry | In Operation |  | In Warranty | Trina Solar Co. Ltd. | 2017-09-26 | 2027-09-26 | 120 | TED-A11042-1808-XSC-0109-0 | Trina Solar Co. Ltd. | HSEPL | TSM-320PD14 | [5 empty] | Bescom | HSEPL | Clean Solar Power Tumkur Private Limited | Meera Corporation Kr | 2023-03-15 | 12
CNHalli_Block1 | Modules | CNHalli_Block1_SMB3.6_S7 | PV Solar Module String |  | CNHalli_BLOCK_1_SMB3.6 | - | 13.44 | 320W | - | 42 | Modules | Main Inventry | In Operation |  | In Warranty | Trina Solar Co. Ltd. | 2017-09-26 | 2027-09-26 | 120 | TED-A11042-1808-XSC-0109-0 | Trina Solar Co. Ltd. | HSEPL | TSM-320PD14 | [5 empty] | Bescom | HSEPL | Clean Solar Power Tumkur Private Limited | Meera Corporation Kr | 2023-03-15 | 12
CNHalli_Block1 | Modules | CNHalli_Block1_SMB3.6_S8 | PV Solar Module String |  | CNHalli_BLOCK_1_SMB3.6 | - | 13.44 | 320W | - | 42 | Modules | Main Inventry | In Operation |  | In Warranty | Trina Solar Co. Ltd. | 2017-09-26 | 2027-09-26 | 120 | TED-A11042-1808-XSC-0109-0 | Trina Solar Co. Ltd. | HSEPL | TSM-320PD14 | [5 empty] | Bescom | HSEPL | Clean Solar Power Tumkur Private Limited | Meera Corporation Kr | 2023-03-15 | 12
CNHalli_Block1 | Modules | CNHalli_Block1_SMB3.6_S9 | PV Solar Module String |  | CNHalli_BLOCK_1_SMB3.6 | - | 13.44 | 320W | - | 42 | Modules | Main Inventry | In Operation |  | In Warranty | Trina Solar Co. Ltd. | 2017-09-26 | 2027-09-26 | 120 | TED-A11042-1808-XSC-0109-0 | Trina Solar Co. Ltd. | HSEPL | TSM-320PD14 | [5 empty] | Bescom | HSEPL | Clean Solar Power Tumkur Private Limited | Meera Corporation Kr | 2023-03-15 | 12
CNHalli_Block1 | Modules | CNHalli_Block1_SMB3.6_S10 | PV Solar Module String |  | CNHalli_BLOCK_1_SMB3.6 | - | 13.44 | 320W | - | 42 | Modules | Main Inventry | In Operation |  | In Warranty | Trina Solar Co. Ltd. | 2017-09-26 | 2027-09-26 | 120 | TED-A11042-1808-XSC-0109-0 | Trina Solar Co. Ltd. | HSEPL | TSM-320PD14 | [5 empty] | Bescom | HSEPL | Clean Solar Power Tumkur Private Limited | Meera Corporation Kr | 2023-03-15 | 12
CNHalli_Block1 | Modules | CNHalli_Block1_SMB3.6_S11 | PV Solar Module String |  | CNHalli_BLOCK_1_SMB3.6 | - | 13.44 | 320W | - | 42 | Modules | Main Inventry | In Operation |  | In Warranty | Trina Solar Co. Ltd. | 2017-09-26 | 2027-09-26 | 120 | TED-A11042-1808-XSC-0109-0 | Trina Solar Co. Ltd. | HSEPL | TSM-320PD14 | [5 empty] | Bescom | HSEPL | Clean Solar Power Tumkur Private Limited | Meera Corporation Kr | 2023-03-15 | 12
CNHalli_Block1 | Modules | CNHalli_Block1_SMB3.6_S12 | PV Solar Module String |  | CNHalli_BLOCK_1_SMB3.6 | - | 13.44 | 320W | - | 42 | Modules | Main Inventry | In Operation |  | In Warranty | Trina Solar Co. Ltd. | 2017-09-26 | 2027-09-26 | 120 | TED-A11042-1808-XSC-0109-0 | Trina Solar Co. Ltd. | HSEPL | TSM-320PD14 | [5 empty] | Bescom | HSEPL | Clean Solar Power Tumkur Private Limited | Meera Corporation Kr | 2023-03-15 | 12
CNHalli_Block1 | Modules | CNHalli_Block1_SMB3.7_S1 | PV Solar Module String |  | CNHalli_BLOCK_1_SMB3.7 | - | 13.44 | 320W | - | 42 | Modules | Main Inventry | In Operation |  | In Warranty | Trina Solar Co. Ltd. | 2017-09-26 | 2027-09-26 | 120 | TED-A11042-1808-XSC-0109-0 | Trina Solar Co. Ltd. | HSEPL | TSM-320PD14 | [5 empty] | Bescom | HSEPL | Clean Solar Power Tumkur Private Limited | Meera Corporation Kr | 2023-03-15 | 12
CNHalli_Block1 | Modules | CNHalli_Block1_SMB3.7_S2 | PV Solar Module String |  | CNHalli_BLOCK_1_SMB3.7 | - | 13.44 | 320W | - | 42 | Modules | Main Inventry | In Operation |  | In Warranty | Trina Solar Co. Ltd. | 2017-09-26 | 2027-09-26 | 120 | TED-A11042-1808-XSC-0109-0 | Trina Solar Co. Ltd. | HSEPL | TSM-320PD14 | [5 empty] | Bescom | HSEPL | Clean Solar Power Tumkur Private Limited | Meera Corporation Kr | 2023-03-15 | 12
CNHalli_Block1 | Modules | CNHalli_Block1_SMB3.7_S3 | PV Solar Module String |  | CNHalli_BLOCK_1_SMB3.7 | - | 13.44 | 320W | - | 42 | Modules | Main Inventry | In Operation |  | In Warranty | Trina Solar Co. Ltd. | 2017-09-26 | 2027-09-26 | 120 | TED-A11042-1808-XSC-0109-0 | Trina Solar Co. Ltd. | HSEPL | TSM-320PD14 | [5 empty] | Bescom | HSEPL | Clean Solar Power Tumkur Private Limited | Meera Corporation Kr | 2023-03-15 | 12
CNHalli_Block1 | Modules | CNHalli_Block1_SMB3.7_S4 | PV Solar Module String |  | CNHalli_BLOCK_1_SMB3.7 | - | 13.44 | 320W | - | 42 | Modules | Main Inventry | In Operation |  | In Warranty | Trina Solar Co. Ltd. | 2017-09-26 | 2027-09-26 | 120 | TED-A11042-1808-XSC-0109-0 | Trina Solar Co. Ltd. | HSEPL | TSM-320PD14 | [5 empty] | Bescom | HSEPL | Clean Solar Power Tumkur Private Limited | Meera Corporation Kr | 2023-03-15 | 12
CNHalli_Block1 | Modules | CNHalli_Block1_SMB3.7_S5 | PV Solar Module String |  | CNHalli_BLOCK_1_SMB3.7 | - | 13.44 | 320W | - | 42 | Modules | Main Inventry | In Operation |  | In Warranty | Trina Solar Co. Ltd. | 2017-09-26 | 2027-09-26 | 120 | TED-A11042-1808-XSC-0109-0 | Trina Solar Co. Ltd. | HSEPL | TSM-320PD14 | [5 empty] | Bescom | HSEPL | Clean Solar Power Tumkur Private Limited | Meera Corporation Kr | 2023-03-15 | 12
CNHalli_Block1 | Modules | CNHalli_Block1_SMB3.7_S6 | PV Solar Module String |  | CNHalli_BLOCK_1_SMB3.7 | - | 13.44 | 320W | - | 42 | Modules | Main Inventry | In Operation |  | In Warranty | Trina Solar Co. Ltd. | 2017-09-26 | 2027-09-26 | 120 | TED-A11042-1808-XSC-0109-0 | Trina Solar Co. Ltd. | HSEPL | TSM-320PD14 | [5 empty] | Bescom | HSEPL | Clean Solar Power Tumkur Private Limited | Meera Corporation Kr | 2023-03-15 | 12
CNHalli_Block1 | Modules | CNHalli_Block1_SMB3.7_S7 | PV Solar Module String |  | CNHalli_BLOCK_1_SMB3.7 | - | 13.44 | 320W | - | 42 | Modules | Main Inventry | In Operation |  | In Warranty | Trina Solar Co. Ltd. | 2017-09-26 | 2027-09-26 | 120 | TED-A11042-1808-XSC-0109-0 | Trina Solar Co. Ltd. | HSEPL | TSM-320PD14 | [5 empty] | Bescom | HSEPL | Clean Solar Power Tumkur Private Limited | Meera Corporation Kr | 2023-03-15 | 12
CNHalli_Block1 | Modules | CNHalli_Block1_SMB3.7_S8 | PV Solar Module String |  | CNHalli_BLOCK_1_SMB3.7 | - | 13.44 | 320W | - | 42 | Modules | Main Inventry | In Operation |  | In Warranty | Trina Solar Co. Ltd. | 2017-09-26 | 2027-09-26 | 120 | TED-A11042-1808-XSC-0109-0 | Trina Solar Co. Ltd. | HSEPL | TSM-320PD14 | [5 empty] | Bescom | HSEPL | Clean Solar Power Tumkur Private Limited | Meera Corporation Kr | 2023-03-15 | 12
CNHalli_Block1 | Modules | CNHalli_Block1_SMB3.7_S9 | PV Solar Module String |  | CNHalli_BLOCK_1_SMB3.7 | - | 13.44 | 320W | - | 42 | Modules | Main Inventry | In Operation |  | In Warranty | Trina Solar Co. Ltd. | 2017-09-26 | 2027-09-26 | 120 | TED-A11042-1808-XSC-0109-0 | Trina Solar Co. Ltd. | HSEPL | TSM-320PD14 | [5 empty] | Bescom | HSEPL | Clean Solar Power Tumkur Private Limited | Meera Corporation Kr | 2023-03-15 | 12
CNHalli_Block1 | Modules | CNHalli_Block1_SMB4.1_S1 | PV Solar Module String |  | CNHalli_BLOCK_1_SMB4.1 | - | 13.44 | 320W | - | 42 | Modules | Main Inventry | In Operation |  | In Warranty | Trina Solar Co. Ltd. | 2017-09-26 | 2027-09-26 | 120 | TED-A11042-1808-XSC-0109-0 | Trina Solar Co. Ltd. | HSEPL | TSM-320PD14 | [5 empty] | Bescom | HSEPL | Clean Solar Power Tumkur Private Limited | Meera Corporation Kr | 2023-03-15 | 12
CNHalli_Block1 | Modules | CNHalli_Block1_SMB4.1_S2 | PV Solar Module String |  | CNHalli_BLOCK_1_SMB4.1 | - | 13.44 | 320W | - | 42 | Modules | Main Inventry | In Operation |  | In Warranty | Trina Solar Co. Ltd. | 2017-09-26 | 2027-09-26 | 120 | TED-A11042-1808-XSC-0109-0 | Trina Solar Co. Ltd. | HSEPL | TSM-320PD14 | [5 empty] | Bescom | HSEPL | Clean Solar Power Tumkur Private Limited | Meera Corporation Kr | 2023-03-15 | 12
CNHalli_Block1 | Modules | CNHalli_Block1_SMB4.1_S3 | PV Solar Module String |  | CNHalli_BLOCK_1_SMB4.1 | - | 13.44 | 320W | - | 42 | Modules | Main Inventry | In Operation |  | In Warranty | Trina Solar Co. Ltd. | 2017-09-26 | 2027-09-26 | 120 | TED-A11042-1808-XSC-0109-0 | Trina Solar Co. Ltd. | HSEPL | TSM-320PD14 | [5 empty] | Bescom | HSEPL | Clean Solar Power Tumkur Private Limited | Meera Corporation Kr | 2023-03-15 | 12
CNHalli_Block1 | Modules | CNHalli_Block1_SMB4.1_S4 | PV Solar Module String |  | CNHalli_BLOCK_1_SMB4.1 | - | 13.44 | 320W | - | 42 | Modules | Main Inventry | In Operation |  | In Warranty | Trina Solar Co. Ltd. | 2017-09-26 | 2027-09-26 | 120 | TED-A11042-1808-XSC-0109-0 | Trina Solar Co. Ltd. | HSEPL | TSM-320PD14 | [5 empty] | Bescom | HSEPL | Clean Solar Power Tumkur Private Limited | Meera Corporation Kr | 2023-03-15 | 12
CNHalli_Block1 | Modules | CNHalli_Block1_SMB4.1_S5 | PV Solar Module String |  | CNHalli_BLOCK_1_SMB4.1 | - | 13.44 | 320W | - | 42 | Modules | Main Inventry | In Operation |  | In Warranty | Trina Solar Co. Ltd. | 2017-09-26 | 2027-09-26 | 120 | TED-A11042-1808-XSC-0109-0 | Trina Solar Co. Ltd. | HSEPL | TSM-320PD14 | [5 empty] | Bescom | HSEPL | Clean Solar Power Tumkur Private Limited | Meera Corporation Kr | 2023-03-15 | 12
CNHalli_Block1 | Modules | CNHalli_Block1_SMB4.1_S6 | PV Solar Module String |  | CNHalli_BLOCK_1_SMB4.1 | - | 13.44 | 320W | - | 42 | Modules | Main Inventry | In Operation |  | In Warranty | Trina Solar Co. Ltd. | 2017-09-26 | 2027-09-26 | 120 | TED-A11042-1808-XSC-0109-0 | Trina Solar Co. Ltd. | HSEPL | TSM-320PD14 | [5 empty] | Bescom | HSEPL | Clean Solar Power Tumkur Private Limited | Meera Corporation Kr | 2023-03-15 | 12
CNHalli_Block1 | Modules | CNHalli_Block1_SMB4.1_S7 | PV Solar Module String |  | CNHalli_BLOCK_1_SMB4.1 | - | 13.44 | 320W | - | 42 | Modules | Main Inventry | In Operation |  | In Warranty | Trina Solar Co. Ltd. | 2017-09-26 | 2027-09-26 | 120 | TED-A11042-1808-XSC-0109-0 | Trina Solar Co. Ltd. | HSEPL | TSM-320PD14 | [5 empty] | Bescom | HSEPL | Clean Solar Power Tumkur Private Limited | Meera Corporation Kr | 2023-03-15 | 12
CNHalli_Block1 | Modules | CNHalli_Block1_SMB4.1_S8 | PV Solar Module String |  | CNHalli_BLOCK_1_SMB4.1 | - | 13.44 | 320W | - | 42 | Modules | Main Inventry | In Operation |  | In Warranty | Trina Solar Co. Ltd. | 2017-09-26 | 2027-09-26 | 120 | TED-A11042-1808-XSC-0109-0 | Trina Solar Co. Ltd. | HSEPL | TSM-320PD14 | [5 empty] | Bescom | HSEPL | Clean Solar Power Tumkur Private Limited | Meera Corporation Kr | 2023-03-15 | 12
CNHalli_Block1 | Modules | CNHalli_Block1_SMB4.1_S9 | PV Solar Module String |  | CNHalli_BLOCK_1_SMB4.1 | - | 13.44 | 320W | - | 42 | Modules | Main Inventry | In Operation |  | In Warranty | Trina Solar Co. Ltd. | 2017-09-26 | 2027-09-26 | 120 | TED-A11042-1808-XSC-0109-0 | Trina Solar Co. Ltd. | HSEPL | TSM-320PD14 | [5 empty] | Bescom | HSEPL | Clean Solar Power Tumkur Private Limited | Meera Corporation Kr | 2023-03-15 | 12
CNHalli_Block1 | Modules | CNHalli_Block1_SMB4.1_S10 | PV Solar Module String |  | CNHalli_BLOCK_1_SMB4.1 | - | 13.44 | 320W | - | 42 | Modules | Main Inventry | In Operation |  | In Warranty | Trina Solar Co. Ltd. | 2017-09-26 | 2027-09-26 | 120 | TED-A11042-1808-XSC-0109-0 | Trina Solar Co. Ltd. | HSEPL | TSM-320PD14 | [5 empty] | Bescom | HSEPL | Clean Solar Power Tumkur Private Limited | Meera Corporation Kr | 2023-03-15 | 12
CNHalli_Block1 | Modules | CNHalli_Block1_SMB4.1_S11 | PV Solar Module String |  | CNHalli_BLOCK_1_SMB4.1 | - | 13.44 | 320W | - | 42 | Modules | Main Inventry | In Operation |  | In Warranty | Trina Solar Co. Ltd. | 2017-09-26 | 2027-09-26 | 120 | TED-A11042-1808-XSC-0109-0 | Trina Solar Co. Ltd. | HSEPL | TSM-320PD14 | [5 empty] | Bescom | HSEPL | Clean Solar Power Tumkur Private Limited | Meera Corporation Kr | 2023-03-15 | 12
CNHalli_Block1 | Modules | CNHalli_Block1_SMB4.1_S12 | PV Solar Module String |  | CNHalli_BLOCK_1_SMB4.1 | - | 13.44 | 320W | - | 42 | Modules | Main Inventry | In Operation |  | In Warranty | Trina Solar Co. Ltd. | 2017-09-26 | 2027-09-26 | 120 | TED-A11042-1808-XSC-0109-0 | Trina Solar Co. Ltd. | HSEPL | TSM-320PD14 | [5 empty] | Bescom | HSEPL | Clean Solar Power Tumkur Private Limited | Meera Corporation Kr | 2023-03-15 | 12
CNHalli_Block1 | Modules | CNHalli_Block1_SMB4.2_S1 | PV Solar Module String |  | CNHalli_BLOCK_1_SMB4.2 | - | 13.44 | 320W | - | 42 | Modules | Main Inventry | In Operation |  | In Warranty | Trina Solar Co. Ltd. | 2017-09-26 | 2027-09-26 | 120 | TED-A11042-1808-XSC-0109-0 | Trina Solar Co. Ltd. | HSEPL | TSM-320PD14 | [5 empty] | Bescom | HSEPL | Clean Solar Power Tumkur Private Limited | Meera Corporation Kr | 2023-03-15 | 12
CNHalli_Block1 | Modules | CNHalli_Block1_SMB4.2_S2 | PV Solar Module String |  | CNHalli_BLOCK_1_SMB4.2 | - | 13.44 | 320W | - | 42 | Modules | Main Inventry | In Operation |  | In Warranty | Trina Solar Co. Ltd. | 2017-09-26 | 2027-09-26 | 120 | TED-A11042-1808-XSC-0109-0 | Trina Solar Co. Ltd. | HSEPL | TSM-320PD14 | [5 empty] | Bescom | HSEPL | Clean Solar Power Tumkur Private Limited | Meera Corporation Kr | 2023-03-15 | 12
CNHalli_Block1 | Modules | CNHalli_Block1_SMB4.2_S3 | PV Solar Module String |  | CNHalli_BLOCK_1_SMB4.2 | - | 13.44 | 320W | - | 42 | Modules | Main Inventry | In Operation |  | In Warranty | Trina Solar Co. Ltd. | 2017-09-26 | 2027-09-26 | 120 | TED-A11042-1808-XSC-0109-0 | Trina Solar Co. Ltd. | HSEPL | TSM-320PD14 | [5 empty] | Bescom | HSEPL | Clean Solar Power Tumkur Private Limited | Meera Corporation Kr | 2023-03-15 | 12
CNHalli_Block1 | Modules | CNHalli_Block1_SMB4.2_S4 | PV Solar Module String |  | CNHalli_BLOCK_1_SMB4.2 | - | 13.44 | 320W | - | 42 | Modules | Main Inventry | In Operation |  | In Warranty | Trina Solar Co. Ltd. | 2017-09-26 | 2027-09-26 | 120 | TED-A11042-1808-XSC-0109-0 | Trina Solar Co. Ltd. | HSEPL | TSM-320PD14 | [5 empty] | Bescom | HSEPL | Clean Solar Power Tumkur Private Limited | Meera Corporation Kr | 2023-03-15 | 12
CNHalli_Block1 | Modules | CNHalli_Block1_SMB4.2_S5 | PV Solar Module String |  | CNHalli_BLOCK_1_SMB4.2 | - | 13.44 | 320W | - | 42 | Modules | Main Inventry | In Operation |  | In Warranty | Trina Solar Co. Ltd. | 2017-09-26 | 2027-09-26 | 120 | TED-A11042-1808-XSC-0109-0 | Trina Solar Co. Ltd. | HSEPL | TSM-320PD14 | [5 empty] | Bescom | HSEPL | Clean Solar Power Tumkur Private Limited | Meera Corporation Kr | 2023-03-15 | 12
CNHalli_Block1 | Modules | CNHalli_Block1_SMB4.2_S6 | PV Solar Module String |  | CNHalli_BLOCK_1_SMB4.2 | - | 13.44 | 320W | - | 42 | Modules | Main Inventry | In Operation |  | In Warranty | Trina Solar Co. Ltd. | 2017-09-26 | 2027-09-26 | 120 | TED-A11042-1808-XSC-0109-0 | Trina Solar Co. Ltd. | HSEPL | TSM-320PD14 | [5 empty] | Bescom | HSEPL | Clean Solar Power Tumkur Private Limited | Meera Corporation Kr | 2023-03-15 | 12
CNHalli_Block1 | Modules | CNHalli_Block1_SMB4.2_S7 | PV Solar Module String |  | CNHalli_BLOCK_1_SMB4.2 | - | 13.44 | 320W | - | 42 | Modules | Main Inventry | In Operation |  | In Warranty | Trina Solar Co. Ltd. | 2017-09-26 | 2027-09-26 | 120 | TED-A11042-1808-XSC-0109-0 | Trina Solar Co. Ltd. | HSEPL | TSM-320PD14 | [5 empty] | Bescom | HSEPL | Clean Solar Power Tumkur Private Limited | Meera Corporation Kr | 2023-03-15 | 12
CNHalli_Block1 | Modules | CNHalli_Block1_SMB4.2_S8 | PV Solar Module String |  | CNHalli_BLOCK_1_SMB4.2 | - | 13.44 | 320W | - | 42 | Modules | Main Inventry | In Operation |  | In Warranty | Trina Solar Co. Ltd. | 2017-09-26 | 2027-09-26 | 120 | TED-A11042-1808-XSC-0109-0 | Trina Solar Co. Ltd. | HSEPL | TSM-320PD14 | [5 empty] | Bescom | HSEPL | Clean Solar Power Tumkur Private Limited | Meera Corporation Kr | 2023-03-15 | 12
CNHalli_Block1 | Modules | CNHalli_Block1_SMB4.2_S9 | PV Solar Module String |  | CNHalli_BLOCK_1_SMB4.2 | - | 13.44 | 320W | - | 42 | Modules | Main Inventry | In Operation |  | In Warranty | Trina Solar Co. Ltd. | 2017-09-26 | 2027-09-26 | 120 | TED-A11042-1808-XSC-0109-0 | Trina Solar Co. Ltd. | HSEPL | TSM-320PD14 | [5 empty] | Bescom | HSEPL | Clean Solar Power Tumkur Private Limited | Meera Corporation Kr | 2023-03-15 | 12
CNHalli_Block1 | Modules | CNHalli_Block1_SMB4.2_S10 | PV Solar Module String |  | CNHalli_BLOCK_1_SMB4.2 | - | 13.44 | 320W | - | 42 | Modules | Main Inventry | In Operation |  | In Warranty | Trina Solar Co. Ltd. | 2017-09-26 | 2027-09-26 | 120 | TED-A11042-1808-XSC-0109-0 | Trina Solar Co. Ltd. | HSEPL | TSM-320PD14 | [5 empty] | Bescom | HSEPL | Clean Solar Power Tumkur Private Limited | Meera Corporation Kr | 2023-03-15 | 12
CNHalli_Block1 | Modules | CNHalli_Block1_SMB4.2_S11 | PV Solar Module String |  | CNHalli_BLOCK_1_SMB4.2 | - | 13.44 | 320W | - | 42 | Modules | Main Inventry | In Operation |  | In Warranty | Trina Solar Co. Ltd. | 2017-09-26 | 2027-09-26 | 120 | TED-A11042-1808-XSC-0109-0 | Trina Solar Co. Ltd. | HSEPL | TSM-320PD14 | [5 empty] | Bescom | HSEPL | Clean Solar Power Tumkur Private Limited | Meera Corporation Kr | 2023-03-15 | 12
CNHalli_Block1 | Modules | CNHalli_Block1_SMB4.2_S12 | PV Solar Module String |  | CNHalli_BLOCK_1_SMB4.2 | - | 13.44 | 320W | - | 42 | Modules | Main Inventry | In Operation |  | In Warranty | Trina Solar Co. Ltd. | 2017-09-26 | 2027-09-26 | 120 | TED-A11042-1808-XSC-0109-0 | Trina Solar Co. Ltd. | HSEPL | TSM-320PD14 | [5 empty] | Bescom | HSEPL | Clean Solar Power Tumkur Private Limited | Meera Corporation Kr | 2023-03-15 | 12
CNHalli_Block1 | Modules | CNHalli_Block1_SMB4.3_S1 | PV Solar Module String |  | CNHalli_BLOCK_1_SMB4.3 | - | 13.44 | 320W | - | 42 | Modules | Main Inventry | In Operation |  | In Warranty | Trina Solar Co. Ltd. | 2017-09-26 | 2027-09-26 | 120 | TED-A11042-1808-XSC-0109-0 | Trina Solar Co. Ltd. | HSEPL | TSM-320PD14 | [5 empty] | Bescom | HSEPL | Clean Solar Power Tumkur Private Limited | Meera Corporation Kr | 2023-03-15 | 12
CNHalli_Block1 | Modules | CNHalli_Block1_SMB4.3_S2 | PV Solar Module String |  | CNHalli_BLOCK_1_SMB4.3 | - | 13.44 | 320W | - | 42 | Modules | Main Inventry | In Operation |  | In Warranty | Trina Solar Co. Ltd. | 2017-09-26 | 2027-09-26 | 120 | TED-A11042-1808-XSC-0109-0 | Trina Solar Co. Ltd. | HSEPL | TSM-320PD14 | [5 empty] | Bescom | HSEPL | Clean Solar Power Tumkur Private Limited | Meera Corporation Kr | 2023-03-15 | 12
CNHalli_Block1 | Modules | CNHalli_Block1_SMB4.3_S3 | PV Solar Module String |  | CNHalli_BLOCK_1_SMB4.3 | - | 13.44 | 320W | - | 42 | Modules | Main Inventry | In Operation |  | In Warranty | Trina Solar Co. Ltd. | 2017-09-26 | 2027-09-26 | 120 | TED-A11042-1808-XSC-0109-0 | Trina Solar Co. Ltd. | HSEPL | TSM-320PD14 | [5 empty] | Bescom | HSEPL | Clean Solar Power Tumkur Private Limited | Meera Corporation Kr | 2023-03-15 | 12
CNHalli_Block1 | Modules | CNHalli_Block1_SMB4.3_S4 | PV Solar Module String |  | CNHalli_BLOCK_1_SMB4.3 | - | 13.44 | 320W | - | 42 | Modules | Main Inventry | In Operation |  | In Warranty | Trina Solar Co. Ltd. | 2017-09-26 | 2027-09-26 | 120 | TED-A11042-1808-XSC-0109-0 | Trina Solar Co. Ltd. | HSEPL | TSM-320PD14 | [5 empty] | Bescom | HSEPL | Clean Solar Power Tumkur Private Limited | Meera Corporation Kr | 2023-03-15 | 12
CNHalli_Block1 | Modules | CNHalli_Block1_SMB4.3_S5 | PV Solar Module String |  | CNHalli_BLOCK_1_SMB4.3 | - | 13.44 | 320W | - | 42 | Modules | Main Inventry | In Operation |  | In Warranty | Trina Solar Co. Ltd. | 2017-09-26 | 2027-09-26 | 120 | TED-A11042-1808-XSC-0109-0 | Trina Solar Co. Ltd. | HSEPL | TSM-320PD14 | [5 empty] | Bescom | HSEPL | Clean Solar Power Tumkur Private Limited | Meera Corporation Kr | 2023-03-15 | 12
CNHalli_Block1 | Modules | CNHalli_Block1_SMB4.3_S6 | PV Solar Module String |  | CNHalli_BLOCK_1_SMB4.3 | - | 13.44 | 320W | - | 42 | Modules | Main Inventry | In Operation |  | In Warranty | Trina Solar Co. Ltd. | 2017-09-26 | 2027-09-26 | 120 | TED-A11042-1808-XSC-0109-0 | Trina Solar Co. Ltd. | HSEPL | TSM-320PD14 | [5 empty] | Bescom | HSEPL | Clean Solar Power Tumkur Private Limited | Meera Corporation Kr | 2023-03-15 | 12
CNHalli_Block1 | Modules | CNHalli_Block1_SMB4.3_S7 | PV Solar Module String |  | CNHalli_BLOCK_1_SMB4.3 | - | 13.44 | 320W | - | 42 | Modules | Main Inventry | In Operation |  | In Warranty | Trina Solar Co. Ltd. | 2017-09-26 | 2027-09-26 | 120 | TED-A11042-1808-XSC-0109-0 | Trina Solar Co. Ltd. | HSEPL | TSM-320PD14 | [5 empty] | Bescom | HSEPL | Clean Solar Power Tumkur Private Limited | Meera Corporation Kr | 2023-03-15 | 12
CNHalli_Block1 | Modules | CNHalli_Block1_SMB4.3_S8 | PV Solar Module String |  | CNHalli_BLOCK_1_SMB4.3 | - | 13.44 | 320W | - | 42 | Modules | Main Inventry | In Operation |  | In Warranty | Trina Solar Co. Ltd. | 2017-09-26 | 2027-09-26 | 120 | TED-A11042-1808-XSC-0109-0 | Trina Solar Co. Ltd. | HSEPL | TSM-320PD14 | [5 empty] | Bescom | HSEPL | Clean Solar Power Tumkur Private Limited | Meera Corporation Kr | 2023-03-15 | 12
CNHalli_Block1 | Modules | CNHalli_Block1_SMB4.3_S9 | PV Solar Module String |  | CNHalli_BLOCK_1_SMB4.3 | - | 13.44 | 320W | - | 42 | Modules | Main Inventry | In Operation |  | In Warranty | Trina Solar Co. Ltd. | 2017-09-26 | 2027-09-26 | 120 | TED-A11042-1808-XSC-0109-0 | Trina Solar Co. Ltd. | HSEPL | TSM-320PD14 | [5 empty] | Bescom | HSEPL | Clean Solar Power Tumkur Private Limited | Meera Corporation Kr | 2023-03-15 | 12
CNHalli_Block1 | Modules | CNHalli_Block1_SMB4.3_S10 | PV Solar Module String |  | CNHalli_BLOCK_1_SMB4.3 | - | 13.44 | 320W | - | 42 | Modules | Main Inventry | In Operation |  | In Warranty | Trina Solar Co. Ltd. | 2017-09-26 | 2027-09-26 | 120 | TED-A11042-1808-XSC-0109-0 | Trina Solar Co. Ltd. | HSEPL | TSM-320PD14 | [5 empty] | Bescom | HSEPL | Clean Solar Power Tumkur Private Limited | Meera Corporation Kr | 2023-03-15 | 12
CNHalli_Block1 | Modules | CNHalli_Block1_SMB4.3_S11 | PV Solar Module String |  | CNHalli_BLOCK_1_SMB4.3 | - | 13.44 | 320W | - | 42 | Modules | Main Inventry | In Operation |  | In Warranty | Trina Solar Co. Ltd. | 2017-09-26 | 2027-09-26 | 120 | TED-A11042-1808-XSC-0109-0 | Trina Solar Co. Ltd. | HSEPL | TSM-320PD14 | [5 empty] | Bescom | HSEPL | Clean Solar Power Tumkur Private Limited | Meera Corporation Kr | 2023-03-15 | 12
CNHalli_Block1 | Modules | CNHalli_Block1_SMB4.3_S12 | PV Solar Module String |  | CNHalli_BLOCK_1_SMB4.3 | - | 13.44 | 320W | - | 42 | Modules | Main Inventry | In Operation |  | In Warranty | Trina Solar Co. Ltd. | 2017-09-26 | 2027-09-26 | 120 | TED-A11042-1808-XSC-0109-0 | Trina Solar Co. Ltd. | HSEPL | TSM-320PD14 | [5 empty] | Bescom | HSEPL | Clean Solar Power Tumkur Private Limited | Meera Corporation Kr | 2023-03-15 | 12
CNHalli_Block1 | Modules | CNHalli_Block1_SMB4.4_S1 | PV Solar Module String |  | CNHalli_BLOCK_1_SMB4.4 | - | 13.44 | 320W | - | 42 | Modules | Main Inventry | In Operation |  | In Warranty | Trina Solar Co. Ltd. | 2017-09-26 | 2027-09-26 | 120 | TED-A11042-1808-XSC-0109-0 | Trina Solar Co. Ltd. | HSEPL | TSM-320PD14 | [5 empty] | Bescom | HSEPL | Clean Solar Power Tumkur Private Limited | Meera Corporation Kr | 2023-03-15 | 12
CNHalli_Block1 | Modules | CNHalli_Block1_SMB4.4_S2 | PV Solar Module String |  | CNHalli_BLOCK_1_SMB4.4 | - | 13.44 | 320W | - | 42 | Modules | Main Inventry | In Operation |  | In Warranty | Trina Solar Co. Ltd. | 2017-09-26 | 2027-09-26 | 120 | TED-A11042-1808-XSC-0109-0 | Trina Solar Co. Ltd. | HSEPL | TSM-320PD14 | [5 empty] | Bescom | HSEPL | Clean Solar Power Tumkur Private Limited | Meera Corporation Kr | 2023-03-15 | 12
CNHalli_Block1 | Modules | CNHalli_Block1_SMB4.4_S3 | PV Solar Module String |  | CNHalli_BLOCK_1_SMB4.4 | - | 13.44 | 320W | - | 42 | Modules | Main Inventry | In Operation |  | In Warranty | Trina Solar Co. Ltd. | 2017-09-26 | 2027-09-26 | 120 | TED-A11042-1808-XSC-0109-0 | Trina Solar Co. Ltd. | HSEPL | TSM-320PD14 | [5 empty] | Bescom | HSEPL | Clean Solar Power Tumkur Private Limited | Meera Corporation Kr | 2023-03-15 | 12
CNHalli_Block1 | Modules | CNHalli_Block1_SMB4.4_S4 | PV Solar Module String |  | CNHalli_BLOCK_1_SMB4.4 | - | 13.44 | 320W | - | 42 | Modules | Main Inventry | In Operation |  | In Warranty | Trina Solar Co. Ltd. | 2017-09-26 | 2027-09-26 | 120 | TED-A11042-1808-XSC-0109-0 | Trina Solar Co. Ltd. | HSEPL | TSM-320PD14 | [5 empty] | Bescom | HSEPL | Clean Solar Power Tumkur Private Limited | Meera Corporation Kr | 2023-03-15 | 12
CNHalli_Block1 | Modules | CNHalli_Block1_SMB4.4_S5 | PV Solar Module String |  | CNHalli_BLOCK_1_SMB4.4 | - | 13.44 | 320W | - | 42 | Modules | Main Inventry | In Operation |  | In Warranty | Trina Solar Co. Ltd. | 2017-09-26 | 2027-09-26 | 120 | TED-A11042-1808-XSC-0109-0 | Trina Solar Co. Ltd. | HSEPL | TSM-320PD14 | [5 empty] | Bescom | HSEPL | Clean Solar Power Tumkur Private Limited | Meera Corporation Kr | 2023-03-15 | 12
CNHalli_Block1 | Modules | CNHalli_Block1_SMB4.4_S6 | PV Solar Module String |  | CNHalli_BLOCK_1_SMB4.4 | - | 13.44 | 320W | - | 42 | Modules | Main Inventry | In Operation |  | In Warranty | Trina Solar Co. Ltd. | 2017-09-26 | 2027-09-26 | 120 | TED-A11042-1808-XSC-0109-0 | Trina Solar Co. Ltd. | HSEPL | TSM-320PD14 | [5 empty] | Bescom | HSEPL | Clean Solar Power Tumkur Private Limited | Meera Corporation Kr | 2023-03-15 | 12
CNHalli_Block1 | Modules | CNHalli_Block1_SMB4.4_S7 | PV Solar Module String |  | CNHalli_BLOCK_1_SMB4.4 | - | 13.44 | 320W | - | 42 | Modules | Main Inventry | In Operation |  | In Warranty | Trina Solar Co. Ltd. | 2017-09-26 | 2027-09-26 | 120 | TED-A11042-1808-XSC-0109-0 | Trina Solar Co. Ltd. | HSEPL | TSM-320PD14 | [5 empty] | Bescom | HSEPL | Clean Solar Power Tumkur Private Limited | Meera Corporation Kr | 2023-03-15 | 12
CNHalli_Block1 | Modules | CNHalli_Block1_SMB4.4_S8 | PV Solar Module String |  | CNHalli_BLOCK_1_SMB4.4 | - | 13.44 | 320W | - | 42 | Modules | Main Inventry | In Operation |  | In Warranty | Trina Solar Co. Ltd. | 2017-09-26 | 2027-09-26 | 120 | TED-A11042-1808-XSC-0109-0 | Trina Solar Co. Ltd. | HSEPL | TSM-320PD14 | [5 empty] | Bescom | HSEPL | Clean Solar Power Tumkur Private Limited | Meera Corporation Kr | 2023-03-15 | 12
CNHalli_Block1 | Modules | CNHalli_Block1_SMB4.4_S9 | PV Solar Module String |  | CNHalli_BLOCK_1_SMB4.4 | - | 13.44 | 320W | - | 42 | Modules | Main Inventry | In Operation |  | In Warranty | Trina Solar Co. Ltd. | 2017-09-26 | 2027-09-26 | 120 | TED-A11042-1808-XSC-0109-0 | Trina Solar Co. Ltd. | HSEPL | TSM-320PD14 | [5 empty] | Bescom | HSEPL | Clean Solar Power Tumkur Private Limited | Meera Corporation Kr | 2023-03-15 | 12
CNHalli_Block1 | Modules | CNHalli_Block1_SMB4.4_S10 | PV Solar Module String |  | CNHalli_BLOCK_1_SMB4.4 | - | 13.44 | 320W | - | 42 | Modules | Main Inventry | In Operation |  | In Warranty | Trina Solar Co. Ltd. | 2017-09-26 | 2027-09-26 | 120 | TED-A11042-1808-XSC-0109-0 | Trina Solar Co. Ltd. | HSEPL | TSM-320PD14 | [5 empty] | Bescom | HSEPL | Clean Solar Power Tumkur Private Limited | Meera Corporation Kr | 2023-03-15 | 12
CNHalli_Block1 | Modules | CNHalli_Block1_SMB4.4_S11 | PV Solar Module String |  | CNHalli_BLOCK_1_SMB4.4 | - | 13.44 | 320W | - | 42 | Modules | Main Inventry | In Operation |  | In Warranty | Trina Solar Co. Ltd. | 2017-09-26 | 2027-09-26 | 120 | TED-A11042-1808-XSC-0109-0 | Trina Solar Co. Ltd. | HSEPL | TSM-320PD14 | [5 empty] | Bescom | HSEPL | Clean Solar Power Tumkur Private Limited | Meera Corporation Kr | 2023-03-15 | 12
CNHalli_Block1 | Modules | CNHalli_Block1_SMB4.4_S12 | PV Solar Module String |  | CNHalli_BLOCK_1_SMB4.4 | - | 13.44 | 320W | - | 42 | Modules | Main Inventry | In Operation |  | In Warranty | Trina Solar Co. Ltd. | 2017-09-26 | 2027-09-26 | 120 | TED-A11042-1808-XSC-0109-0 | Trina Solar Co. Ltd. | HSEPL | TSM-320PD14 | [5 empty] | Bescom | HSEPL | Clean Solar Power Tumkur Private Limited | Meera Corporation Kr | 2023-03-15 | 12
CNHalli_Block1 | Modules | CNHalli_Block1_SMB4.5_S1 | PV Solar Module String |  | CNHalli_BLOCK_1_SMB4.5 | - | 13.44 | 320W | - | 42 | Modules | Main Inventry | In Operation |  | In Warranty | Trina Solar Co. Ltd. | 2017-09-26 | 2027-09-26 | 120 | TED-A11042-1808-XSC-0109-0 | Trina Solar Co. Ltd. | HSEPL | TSM-320PD14 | [5 empty] | Bescom | HSEPL | Clean Solar Power Tumkur Private Limited | Meera Corporation Kr | 2023-03-15 | 12
CNHalli_Block1 | Modules | CNHalli_Block1_SMB4.5_S2 | PV Solar Module String |  | CNHalli_BLOCK_1_SMB4.5 | - | 13.44 | 320W | - | 42 | Modules | Main Inventry | In Operation |  | In Warranty | Trina Solar Co. Ltd. | 2017-09-26 | 2027-09-26 | 120 | TED-A11042-1808-XSC-0109-0 | Trina Solar Co. Ltd. | HSEPL | TSM-320PD14 | [5 empty] | Bescom | HSEPL | Clean Solar Power Tumkur Private Limited | Meera Corporation Kr | 2023-03-15 | 12
CNHalli_Block1 | Modules | CNHalli_Block1_SMB4.5_S3 | PV Solar Module String |  | CNHalli_BLOCK_1_SMB4.5 | - | 13.44 | 320W | - | 42 | Modules | Main Inventry | In Operation |  | In Warranty | Trina Solar Co. Ltd. | 2017-09-26 | 2027-09-26 | 120 | TED-A11042-1808-XSC-0109-0 | Trina Solar Co. Ltd. | HSEPL | TSM-320PD14 | [5 empty] | Bescom | HSEPL | Clean Solar Power Tumkur Private Limited | Meera Corporation Kr | 2023-03-15 | 12
CNHalli_Block1 | Modules | CNHalli_Block1_SMB4.5_S4 | PV Solar Module String |  | CNHalli_BLOCK_1_SMB4.5 | - | 13.44 | 320W | - | 42 | Modules | Main Inventry | In Operation |  | In Warranty | Trina Solar Co. Ltd. | 2017-09-26 | 2027-09-26 | 120 | TED-A11042-1808-XSC-0109-0 | Trina Solar Co. Ltd. | HSEPL | TSM-320PD14 | [5 empty] | Bescom | HSEPL | Clean Solar Power Tumkur Private Limited | Meera Corporation Kr | 2023-03-15 | 12
CNHalli_Block1 | Modules | CNHalli_Block1_SMB4.5_S5 | PV Solar Module String |  | CNHalli_BLOCK_1_SMB4.5 | - | 13.44 | 320W | - | 42 | Modules | Main Inventry | In Operation |  | In Warranty | Trina Solar Co. Ltd. | 2017-09-26 | 2027-09-26 | 120 | TED-A11042-1808-XSC-0109-0 | Trina Solar Co. Ltd. | HSEPL | TSM-320PD14 | [5 empty] | Bescom | HSEPL | Clean Solar Power Tumkur Private Limited | Meera Corporation Kr | 2023-03-15 | 12
CNHalli_Block1 | Modules | CNHalli_Block1_SMB4.5_S6 | PV Solar Module String |  | CNHalli_BLOCK_1_SMB4.5 | - | 13.44 | 320W | - | 42 | Modules | Main Inventry | In Operation |  | In Warranty | Trina Solar Co. Ltd. | 2017-09-26 | 2027-09-26 | 120 | TED-A11042-1808-XSC-0109-0 | Trina Solar Co. Ltd. | HSEPL | TSM-320PD14 | [5 empty] | Bescom | HSEPL | Clean Solar Power Tumkur Private Limited | Meera Corporation Kr | 2023-03-15 | 12
CNHalli_Block1 | Modules | CNHalli_Block1_SMB4.5_S7 | PV Solar Module String |  | CNHalli_BLOCK_1_SMB4.5 | - | 13.44 | 320W | - | 42 | Modules | Main Inventry | In Operation |  | In Warranty | Trina Solar Co. Ltd. | 2017-09-26 | 2027-09-26 | 120 | TED-A11042-1808-XSC-0109-0 | Trina Solar Co. Ltd. | HSEPL | TSM-320PD14 | [5 empty] | Bescom | HSEPL | Clean Solar Power Tumkur Private Limited | Meera Corporation Kr | 2023-03-15 | 12
CNHalli_Block1 | Modules | CNHalli_Block1_SMB4.5_S8 | PV Solar Module String |  | CNHalli_BLOCK_1_SMB4.5 | - | 13.44 | 320W | - | 42 | Modules | Main Inventry | In Operation |  | In Warranty | Trina Solar Co. Ltd. | 2017-09-26 | 2027-09-26 | 120 | TED-A11042-1808-XSC-0109-0 | Trina Solar Co. Ltd. | HSEPL | TSM-320PD14 | [5 empty] | Bescom | HSEPL | Clean Solar Power Tumkur Private Limited | Meera Corporation Kr | 2023-03-15 | 12
CNHalli_Block1 | Modules | CNHalli_Block1_SMB4.5_S9 | PV Solar Module String |  | CNHalli_BLOCK_1_SMB4.5 | - | 13.44 | 320W | - | 42 | Modules | Main Inventry | In Operation |  | In Warranty | Trina Solar Co. Ltd. | 2017-09-26 | 2027-09-26 | 120 | TED-A11042-1808-XSC-0109-0 | Trina Solar Co. Ltd. | HSEPL | TSM-320PD14 | [5 empty] | Bescom | HSEPL | Clean Solar Power Tumkur Private Limited | Meera Corporation Kr | 2023-03-15 | 12
CNHalli_Block1 | Modules | CNHalli_Block1_SMB4.5_S10 | PV Solar Module String |  | CNHalli_BLOCK_1_SMB4.5 | - | 13.44 | 320W | - | 42 | Modules | Main Inventry | In Operation |  | In Warranty | Trina Solar Co. Ltd. | 2017-09-26 | 2027-09-26 | 120 | TED-A11042-1808-XSC-0109-0 | Trina Solar Co. Ltd. | HSEPL | TSM-320PD14 | [5 empty] | Bescom | HSEPL | Clean Solar Power Tumkur Private Limited | Meera Corporation Kr | 2023-03-15 | 12
CNHalli_Block1 | Modules | CNHalli_Block1_SMB4.5_S11 | PV Solar Module String |  | CNHalli_BLOCK_1_SMB4.5 | - | 13.44 | 320W | - | 42 | Modules | Main Inventry | In Operation |  | In Warranty | Trina Solar Co. Ltd. | 2017-09-26 | 2027-09-26 | 120 | TED-A11042-1808-XSC-0109-0 | Trina Solar Co. Ltd. | HSEPL | TSM-320PD14 | [5 empty] | Bescom | HSEPL | Clean Solar Power Tumkur Private Limited | Meera Corporation Kr | 2023-03-15 | 12
CNHalli_Block1 | Modules | CNHalli_Block1_SMB4.5_S12 | PV Solar Module String |  | CNHalli_BLOCK_1_SMB4.5 | - | 13.44 | 320W | - | 42 | Modules | Main Inventry | In Operation |  | In Warranty | Trina Solar Co. Ltd. | 2017-09-26 | 2027-09-26 | 120 | TED-A11042-1808-XSC-0109-0 | Trina Solar Co. Ltd. | HSEPL | TSM-320PD14 | [5 empty] | Bescom | HSEPL | Clean Solar Power Tumkur Private Limited | Meera Corporation Kr | 2023-03-15 | 12
CNHalli_Block1 | Modules | CNHalli_Block1_SMB4.6_S1 | PV Solar Module String |  | CNHalli_BLOCK_1_SMB4.6 | - | 13.44 | 320W | - | 42 | Modules | Main Inventry | In Operation |  | In Warranty | Trina Solar Co. Ltd. | 2017-09-26 | 2027-09-26 | 120 | TED-A11042-1808-XSC-0109-0 | Trina Solar Co. Ltd. | HSEPL | TSM-320PD14 | [5 empty] | Bescom | HSEPL | Clean Solar Power Tumkur Private Limited | Meera Corporation Kr | 2023-03-15 | 12
CNHalli_Block1 | Modules | CNHalli_Block1_SMB4.6_S2 | PV Solar Module String |  | CNHalli_BLOCK_1_SMB4.6 | - | 13.44 | 320W | - | 42 | Modules | Main Inventry | In Operation |  | In Warranty | Trina Solar Co. Ltd. | 2017-09-26 | 2027-09-26 | 120 | TED-A11042-1808-XSC-0109-0 | Trina Solar Co. Ltd. | HSEPL | TSM-320PD14 | [5 empty] | Bescom | HSEPL | Clean Solar Power Tumkur Private Limited | Meera Corporation Kr | 2023-03-15 | 12
CNHalli_Block1 | Modules | CNHalli_Block1_SMB4.6_S3 | PV Solar Module String |  | CNHalli_BLOCK_1_SMB4.6 | - | 13.44 | 320W | - | 42 | Modules | Main Inventry | In Operation |  | In Warranty | Trina Solar Co. Ltd. | 2017-09-26 | 2027-09-26 | 120 | TED-A11042-1808-XSC-0109-0 | Trina Solar Co. Ltd. | HSEPL | TSM-320PD14 | [5 empty] | Bescom | HSEPL | Clean Solar Power Tumkur Private Limited | Meera Corporation Kr | 2023-03-15 | 12
CNHalli_Block1 | Modules | CNHalli_Block1_SMB4.6_S4 | PV Solar Module String |  | CNHalli_BLOCK_1_SMB4.6 | - | 13.44 | 320W | - | 42 | Modules | Main Inventry | In Operation |  | In Warranty | Trina Solar Co. Ltd. | 2017-09-26 | 2027-09-26 | 120 | TED-A11042-1808-XSC-0109-0 | Trina Solar Co. Ltd. | HSEPL | TSM-320PD14 | [5 empty] | Bescom | HSEPL | Clean Solar Power Tumkur Private Limited | Meera Corporation Kr | 2023-03-15 | 12
CNHalli_Block1 | Modules | CNHalli_Block1_SMB4.6_S5 | PV Solar Module String |  | CNHalli_BLOCK_1_SMB4.6 | - | 13.44 | 320W | - | 42 | Modules | Main Inventry | In Operation |  | In Warranty | Trina Solar Co. Ltd. | 2017-09-26 | 2027-09-26 | 120 | TED-A11042-1808-XSC-0109-0 | Trina Solar Co. Ltd. | HSEPL | TSM-320PD14 | [5 empty] | Bescom | HSEPL | Clean Solar Power Tumkur Private Limited | Meera Corporation Kr | 2023-03-15 | 12
CNHalli_Block1 | Modules | CNHalli_Block1_SMB4.6_S6 | PV Solar Module String |  | CNHalli_BLOCK_1_SMB4.6 | - | 13.44 | 320W | - | 42 | Modules | Main Inventry | In Operation |  | In Warranty | Trina Solar Co. Ltd. | 2017-09-26 | 2027-09-26 | 120 | TED-A11042-1808-XSC-0109-0 | Trina Solar Co. Ltd. | HSEPL | TSM-320PD14 | [5 empty] | Bescom | HSEPL | Clean Solar Power Tumkur Private Limited | Meera Corporation Kr | 2023-03-15 | 12
CNHalli_Block1 | Modules | CNHalli_Block1_SMB4.6_S7 | PV Solar Module String |  | CNHalli_BLOCK_1_SMB4.6 | - | 13.44 | 320W | - | 42 | Modules | Main Inventry | In Operation |  | In Warranty | Trina Solar Co. Ltd. | 2017-09-26 | 2027-09-26 | 120 | TED-A11042-1808-XSC-0109-0 | Trina Solar Co. Ltd. | HSEPL | TSM-320PD14 | [5 empty] | Bescom | HSEPL | Clean Solar Power Tumkur Private Limited | Meera Corporation Kr | 2023-03-15 | 12
CNHalli_Block1 | Modules | CNHalli_Block1_SMB4.6_S8 | PV Solar Module String |  | CNHalli_BLOCK_1_SMB4.6 | - | 13.44 | 320W | - | 42 | Modules | Main Inventry | In Operation |  | In Warranty | Trina Solar Co. Ltd. | 2017-09-26 | 2027-09-26 | 120 | TED-A11042-1808-XSC-0109-0 | Trina Solar Co. Ltd. | HSEPL | TSM-320PD14 | [5 empty] | Bescom | HSEPL | Clean Solar Power Tumkur Private Limited | Meera Corporation Kr | 2023-03-15 | 12
CNHalli_Block1 | Modules | CNHalli_Block1_SMB4.6_S9 | PV Solar Module String |  | CNHalli_BLOCK_1_SMB4.6 | - | 13.44 | 320W | - | 42 | Modules | Main Inventry | In Operation |  | In Warranty | Trina Solar Co. Ltd. | 2017-09-26 | 2027-09-26 | 120 | TED-A11042-1808-XSC-0109-0 | Trina Solar Co. Ltd. | HSEPL | TSM-320PD14 | [5 empty] | Bescom | HSEPL | Clean Solar Power Tumkur Private Limited | Meera Corporation Kr | 2023-03-15 | 12
CNHalli_Block1 | Modules | CNHalli_Block1_SMB4.6_S10 | PV Solar Module String |  | CNHalli_BLOCK_1_SMB4.6 | - | 13.44 | 320W | - | 42 | Modules | Main Inventry | In Operation |  | In Warranty | Trina Solar Co. Ltd. | 2017-09-26 | 2027-09-26 | 120 | TED-A11042-1808-XSC-0109-0 | Trina Solar Co. Ltd. | HSEPL | TSM-320PD14 | [5 empty] | Bescom | HSEPL | Clean Solar Power Tumkur Private Limited | Meera Corporation Kr | 2023-03-15 | 12
CNHalli_Block1 | Modules | CNHalli_Block1_SMB4.6_S11 | PV Solar Module String |  | CNHalli_BLOCK_1_SMB4.6 | - | 13.44 | 320W | - | 42 | Modules | Main Inventry | In Operation |  | In Warranty | Trina Solar Co. Ltd. | 2017-09-26 | 2027-09-26 | 120 | TED-A11042-1808-XSC-0109-0 | Trina Solar Co. Ltd. | HSEPL | TSM-320PD14 | [5 empty] | Bescom | HSEPL | Clean Solar Power Tumkur Private Limited | Meera Corporation Kr | 2023-03-15 | 12
CNHalli_Block1 | Modules | CNHalli_Block1_SMB4.6_S12 | PV Solar Module String |  | CNHalli_BLOCK_1_SMB4.6 | - | 13.44 | 320W | - | 42 | Modules | Main Inventry | In Operation |  | In Warranty | Trina Solar Co. Ltd. | 2017-09-26 | 2027-09-26 | 120 | TED-A11042-1808-XSC-0109-0 | Trina Solar Co. Ltd. | HSEPL | TSM-320PD14 | [5 empty] | Bescom | HSEPL | Clean Solar Power Tumkur Private Limited | Meera Corporation Kr | 2023-03-15 | 12
CNHalli_Block1 | Modules | CNHalli_Block1_SMB4.7_S1 | PV Solar Module String |  | CNHalli_BLOCK_1_SMB4.7 | - | 13.44 | 320W | - | 22 | Modules | Main Inventry | In Operation |  | In Warranty | Trina Solar Co. Ltd. | 2017-09-26 | 2027-09-26 | 120 | TED-A11042-1808-XSC-0109-0 | Trina Solar Co. Ltd. | HSEPL | TSM-320PD14 | [5 empty] | Bescom | HSEPL | Clean Solar Power Tumkur Private Limited | Meera Corporation Kr | 2023-03-15 | 12
CNHalli_Block1 | Modules | CNHalli_Block1_SMB4.7_S2 | PV Solar Module String |  | CNHalli_BLOCK_1_SMB4.7 | - | 13.44 | 320W | - | 22 | Modules | Main Inventry | In Operation |  | In Warranty | Trina Solar Co. Ltd. | 2017-09-26 | 2027-09-26 | 120 | TED-A11042-1808-XSC-0109-0 | Trina Solar Co. Ltd. | HSEPL | TSM-320PD14 | [5 empty] | Bescom | HSEPL | Clean Solar Power Tumkur Private Limited | Meera Corporation Kr | 2023-03-15 | 12
CNHalli_Block1 | Modules | CNHalli_Block1_SMB4.7_S3 | PV Solar Module String |  | CNHalli_BLOCK_1_SMB4.7 | - | 13.44 | 320W | - | 22 | Modules | Main Inventry | In Operation |  | In Warranty | Trina Solar Co. Ltd. | 2017-09-26 | 2027-09-26 | 120 | TED-A11042-1808-XSC-0109-0 | Trina Solar Co. Ltd. | HSEPL | TSM-320PD14 | [5 empty] | Bescom | HSEPL | Clean Solar Power Tumkur Private Limited | Meera Corporation Kr | 2023-03-15 | 12
CNHalli_Block1 | Modules | CNHalli_Block1_SMB4.7_S4 | PV Solar Module String |  | CNHalli_BLOCK_1_SMB4.7 | - | 13.44 | 320W | - | 22 | Modules | Main Inventry | In Operation |  | In Warranty | Trina Solar Co. Ltd. | 2017-09-26 | 2027-09-26 | 120 | TED-A11042-1808-XSC-0109-0 | Trina Solar Co. Ltd. | HSEPL | TSM-320PD14 | [5 empty] | Bescom | HSEPL | Clean Solar Power Tumkur Private Limited | Meera Corporation Kr | 2023-03-15 | 12
CNHalli_Block1 | Modules | CNHalli_Block1_SMB4.7_S5 | PV Solar Module String |  | CNHalli_BLOCK_1_SMB4.7 | - | 13.44 | 320W | - | 22 | Modules | Main Inventry | In Operation |  | In Warranty | Trina Solar Co. Ltd. | 2017-09-26 | 2027-09-26 | 120 | TED-A11042-1808-XSC-0109-0 | Trina Solar Co. Ltd. | HSEPL | TSM-320PD14 | [5 empty] | Bescom | HSEPL | Clean Solar Power Tumkur Private Limited | Meera Corporation Kr | 2023-03-15 | 12
CNHalli_Block1 | Modules | CNHalli_Block1_SMB4.7_S6 | PV Solar Module String |  | CNHalli_BLOCK_1_SMB4.7 | - | 13.44 | 320W | - | 22 | Modules | Main Inventry | In Operation |  | In Warranty | Trina Solar Co. Ltd. | 2017-09-26 | 2027-09-26 | 120 | TED-A11042-1808-XSC-0109-0 | Trina Solar Co. Ltd. | HSEPL | TSM-320PD14 | [5 empty] | Bescom | HSEPL | Clean Solar Power Tumkur Private Limited | Meera Corporation Kr | 2023-03-15 | 12
CNHalli_Block1 | Modules | CNHalli_Block1_SMB4.7_S7 | PV Solar Module String |  | CNHalli_BLOCK_1_SMB4.7 | - | 13.44 | 320W | - | 22 | Modules | Main Inventry | In Operation |  | In Warranty | Trina Solar Co. Ltd. | 2017-09-26 | 2027-09-26 | 120 | TED-A11042-1808-XSC-0109-0 | Trina Solar Co. Ltd. | HSEPL | TSM-320PD14 | [5 empty] | Bescom | HSEPL | Clean Solar Power Tumkur Private Limited | Meera Corporation Kr | 2023-03-15 | 12
CNHalli_Block1 | Modules | CNHalli_Block1_SMB4.7_S8 | PV Solar Module String |  | CNHalli_BLOCK_1_SMB4.7 | - | 13.44 | 320W | - | 22 | Modules | Main Inventry | In Operation |  | In Warranty | Trina Solar Co. Ltd. | 2017-09-26 | 2027-09-26 | 120 | TED-A11042-1808-XSC-0109-0 | Trina Solar Co. Ltd. | HSEPL | TSM-320PD14 | [5 empty] | Bescom | HSEPL | Clean Solar Power Tumkur Private Limited | Meera Corporation Kr | 2023-03-15 | 12
CNHalli_Block1 | Modules | CNHalli_Block1_SMB4.7_S9 | PV Solar Module String |  | CNHalli_BLOCK_1_SMB4.7 | - | 13.44 | 320W | - | 22 | Modules | Main Inventry | In Operation |  | In Warranty | Trina Solar Co. Ltd. | 2017-09-26 | 2027-09-26 | 120 | TED-A11042-1808-XSC-0109-0 | Trina Solar Co. Ltd. | HSEPL | TSM-320PD14 | [5 empty] | Bescom | HSEPL | Clean Solar Power Tumkur Private Limited | Meera Corporation Kr | 2023-03-15 | 12
CNHalli_Block2 | Transformer | CNHalli_Block2_IDT2 | Inverter Duty Transformer |  | CNHalli_BLOCK_2 | 2187003 | - | - | 4.4 MVA,11KV/405V, | 1 | Transformer | Main Inventry | In Operation |  | Out of Warranty | Toshiba Transmission & Distribution Systems (India) Pvt. Ltd. | 2017-09-26 | 2022-09-25 | 60 | D17000376 | Toshiba Transmission & Distribution Systems (India) Pvt. Ltd. | L&T | ONAN | [5 empty] | Bescom | HSEPL | Clean Solar Power Tumkur Private Limited | Meera Corporation Kr | 2023-12-08 | 12
CNHalli_Block2 | ACDB | CNHalli_Block2_ACDB | ACDB |  | CNHalli_BLOCK_2 | - | - | - | 415v / 32A | 1 | ACDB | Main Inventry | In Operation |  | Out of Warranty | StahllformTechnik Pvt. Ltd. | 2017-09-26 | 2022-09-25 | 60 | NA | StahllformTechnik Pvt. Ltd. | L&T | Outdoor floor Mouinting | [5 empty] | Bescom | HSEPL | Clean Solar Power Tumkur Private Limited | Meera Corporation Kr | - | NA
CNHalli_Block2 | Transformer | CNHalli_Block2_Aux-Trafo | Aux Trafo |  | CNHalli_BLOCK_2 | VMCL/a/3086 | - | - | 11KV/400V, 75 KVA | 1 | Transformer | Main Inventry | In Operation |  | Out of Warranty | Voltech Manufacturing Company Ltd. | 2017-09-26 | 2022-09-25 | 60 | VMCL/Warranty/50/17-18 | Voltech Manufacturing Company Ltd. | L&T | ONAN | [5 empty] | Bescom | HSEPL | Clean Solar Power Tumkur Private Limited | Meera Corporation Kr | - | NA
CNHalli_Block2 | Change Over Panel | CNHalli_Block2_Change_Over Panel | Change Over Panel |  | CNHalli_BLOCK_2 | - | - | - | 415V, 80A | 1 | Auxiliary Panel | Main Inventry | In Operation |  | Out of Warranty | StahllformTechnik Pvt. Ltd. | 2017-09-26 | 2022-09-25 | 60 | NA | StahllformTechnik Pvt. Ltd. | L&T | Outdoor wall Mouinting | [5 empty] | Bescom | HSEPL | Clean Solar Power Tumkur Private Limited | Meera Corporation Kr | - | NA
CNHalli_Block2 | UPS | CNHalli_Block2_UPS | UPS |  | CNHalli_BLOCK_2 | 20170600610 | - | 25KVA, 380VDC | 400V | 1 | UPS | Main Inventry | In Operation |  | Out of Warranty | Power One Micro Systems Pvt. Ltd., | 2017-08-31 | 2020-08-30 | 36 | NA | Power One Micro Systems Pvt. Ltd., | L&T | PMP253R32 | [5 empty] | Bescom | HSEPL | Clean Solar Power Tumkur Private Limited | Meera Corporation Kr | - | NA
CNHalli_Block2 | UPS | CNHalli_Block2_UPS_DB | UPD_DB |  | CNHalli_BLOCK_2 | - | - | - | 415V, 63A | 1 | UPS DB | Main Inventry | In Operation |  | Out of Warranty | StahllformTechnik Pvt. Ltd. | 2017-09-26 | 2022-09-25 | 60 | NA | StahllformTechnik Pvt. Ltd. | L&T | Indoor wall Mouinting | [5 empty] | Bescom | HSEPL | Clean Solar Power Tumkur Private Limited | Meera Corporation Kr | - | NA
CNHalli_Block2 | UPS | CNHalli_Block2_UPS_Batteries | Battery |  | CNHalli_BLOCK_2 | - | - | 12V |  | 32 | Batteries | Main Inventry | In Operation |  | Out of Warranty | Power One Micro Systems Pvt. Ltd., | 2017-08-31 | 2019-08-30 | 24 | NA | Exide | L&T | EP 65-12 | [5 empty] | Bescom | HSEPL | Clean Solar Power Tumkur Private Limited | Meera Corporation Kr | - | NA
CNHalli_Block2 | RMU | CNHalli_Block2_RMU | RMU |  | CNHalli_BLOCK_2 | LQR01/05/03/12882 | - | - | 12KV, 565A, 21kA, 3sec | 1 | RMU | Main Inventry | In Operation |  | Out of Warranty | Siemens Ltd. | 2017-09-26 | 2022-09-25 | 60 | NA | Siemens Ltd. | L&T | 8DJH ST - RRL outdoor | [5 empty] | Bescom | HSEPL | Clean Solar Power Tumkur Private Limited | Meera Corporation Kr | 2022-12-25 | 12
CNHalli_Block2 | Inverter | CNHalli_Block2_INV1 | Inverter-1 |  | CNHalli_BLOCK_2 | 180804831 | 1113.63 | DC-1000V, 1635A | AC- 1100kva /OP-405,1586A | 1 | Inverter | Main Inventry | In Operation |  | In Warranty | SMA Solar Technology AG | 2017-09-26 | 2023-09-18 | 78 | 401893921 | SMA Solar Technology AG | HSEPL | Sunny Central 1000CP XT | [5 empty] | Bescom | HSEPL | Clean Solar Power Tumkur Private Limited | Meera Corporation Kr | - | NA
CNHalli_Block2 | Inverter | CNHalli_Block2_INV2 | Inverter-2 |  | CNHalli_BLOCK_2 | 180805034 | 1119.3 | DC-1000V, 1635A | AC- 1100kva /OP-405,1586A | 1 | Inverter | Main Inventry | In Operation |  | In Warranty | SMA Solar Technology AG | 2017-09-26 | 2023-09-18 | 78 | 401893921 | SMA Solar Technology AG | HSEPL | Sunny Central 1000CP XT | [5 empty] | Bescom | HSEPL | Clean Solar Power Tumkur Private Limited | Meera Corporation Kr | - | NA
CNHalli_Block2 | Inverter | CNHalli_Block2_INV3 | Inverter-3 |  | CNHalli_BLOCK_2 | 180805083 | 1119.3 | DC-1000V, 1635A | AC- 1100kva /OP-405,1586A | 1 | Inverter | Main Inventry | In Operation |  | In Warranty | SMA Solar Technology AG | 2017-09-26 | 2023-09-18 | 78 | 401893921 | SMA Solar Technology AG | HSEPL | Sunny Central 1000CP XT | [5 empty] | Bescom | HSEPL | Clean Solar Power Tumkur Private Limited | Meera Corporation Kr | - | NA
CNHalli_Block2 | Inverter | CNHalli_Block2_INV4 | Inverter-4 |  | CNHalli_BLOCK_2 | 180804820 | 1119.3 | DC-1000V, 1635A | AC- 1100kva /OP-405,1586A | 1 | Inverter | Main Inventry | In Operation |  | In Warranty | SMA Solar Technology AG | 2017-09-26 | 2023-09-18 | 78 | 401893921 | SMA Solar Technology AG | HSEPL | Sunny Central 1000CP XT | [5 empty] | Bescom | HSEPL | Clean Solar Power Tumkur Private Limited | Meera Corporation Kr | - | NA
CNHalli_Block2 | SCADA | CNHalli_Block1_PLC | PLC |  | CNHalli_BLOCK_2 | PRJ10124-P3 | - | 24v Dc | 230 AC | 1 | SCADA | Main Inventry | In Operation |  | Out of Warranty | GE Intelligent Platforms | 2017-09-26 | 2019-09-25 | 24 | NA | GE Intelligent Platforms | L&T | Outdoor floor Mouinting | [5 empty] | Bescom | HSEPL | Clean Solar Power Tumkur Private Limited | Meera Corporation Kr | - | NA
CNHalli_Block2 | SCADA | CNHalli_Block1_PLC | Master PLC - Processor |  | CNHalli_BLOCK_2 | PRJ10124-P3 | - | 24v Dc | 230 AC | 1 | SCADA | Main Inventry | In Operation |  | Out of Warranty | GE Intelligent Platforms | 2017-09-26 | 2019-09-25 | 24 | NA | GE Intelligent Platforms | L&T | Outdoor floor Mouinting | [5 empty] | Bescom | HSEPL | Clean Solar Power Tumkur Private Limited | Meera Corporation Kr | - | NA
CNHalli_Block2 | SCADA | CNHalli_Block1_PLC | Slave PLCs |  | CNHalli_BLOCK_2 | PRJ10124-P3 | - | 24v Dc | 230 AC | 7 | SCADA | Main Inventry | In Operation |  | Out of Warranty | GE Intelligent Platforms | 2017-09-26 | 2019-09-25 | 24 | NA | GE Intelligent Platforms | L&T | Outdoor floor Mouinting | [5 empty] | Bescom | HSEPL | Clean Solar Power Tumkur Private Limited | Meera Corporation Kr | - | NA
CNHalli_Block2 | SCADA | CNHalli_Block1_PLC | Ethernet Switch |  | CNHalli_BLOCK_2 | PRJ10124-P3 | - | 24v Dc | 230 AC | 2 | SCADA | Main Inventry | In Operation |  | Out of Warranty | GE Intelligent Platforms | 2017-09-26 | 2019-09-25 | 24 | NA | GE Intelligent Platforms | L&T | Outdoor floor Mouinting | [5 empty] | Bescom | HSEPL | Clean Solar Power Tumkur Private Limited | Meera Corporation Kr | - | NA
CNHalli_Block2 | SCADA | CNHalli_Block1_PLC | Analog Input Module |  | CNHalli_BLOCK_2 | PRJ10124-P3 | - | 24v Dc | 230 AC | 1 | SCADA | Main Inventry | In Operation |  | Out of Warranty | GE Intelligent Platforms | 2017-09-26 | 2019-09-25 | 24 | NA | GE Intelligent Platforms | L&T | Outdoor floor Mouinting | [5 empty] | Bescom | HSEPL | Clean Solar Power Tumkur Private Limited | Meera Corporation Kr | - | NA
CNHalli_Block2 | SCADA | CNHalli_Block1_PLC | Coverter(RS-232 TO RS-485/422) |  | CNHalli_BLOCK_2 | PRJ10124-P3 | - | 24v Dc | 230 AC | 8 | SCADA | Main Inventry | In Operation |  | Out of Warranty | GE Intelligent Platforms | 2017-09-26 | 2019-09-25 | 24 | NA | GE Intelligent Platforms | L&T | Outdoor floor Mouinting | [5 empty] | Bescom | HSEPL | Clean Solar Power Tumkur Private Limited | Meera Corporation Kr | - | NA
CNHalli_Block2 | SCADA | CNHalli_Block1_PLC | RTU LINK BOX |  | CNHalli_BLOCK_2 | PRJ10124-P3 | - | 24v Dc | 230 AC | 2 | SCADA | Main Inventry | In Operation |  | Out of Warranty | GE Intelligent Platforms | 2017-09-26 | 2019-09-25 | 24 | NA | GE Intelligent Platforms | L&T | Outdoor floor Mouinting | [5 empty] | Bescom | HSEPL | Clean Solar Power Tumkur Private Limited | Meera Corporation Kr | - | NA
CNHalli_Block2 | SCADA | CNHalli_Block1_PLC | Digital Input Module |  | CNHalli_BLOCK_2 | PRJ10124-P3 | - | 24v Dc | 230 AC | 1 | SCADA | Main Inventry | In Operation |  | Out of Warranty | GE Intelligent Platforms | 2017-09-26 | 2019-09-25 | 24 | NA | GE Intelligent Platforms | L&T | Outdoor floor Mouinting | [5 empty] | Bescom | HSEPL | Clean Solar Power Tumkur Private Limited | Meera Corporation Kr | - | NA
CNHalli_Block2 | SCADA | CNHalli_Block1_PLC | Digital Output Module |  | CNHalli_BLOCK_2 | PRJ10124-P3 | - | 24v Dc | 230 AC | 1 | SCADA | Main Inventry | In Operation |  | Out of Warranty | GE Intelligent Platforms | 2017-09-26 | 2019-09-25 | 24 | NA | GE Intelligent Platforms | L&T | Outdoor floor Mouinting | [5 empty] | Bescom | HSEPL | Clean Solar Power Tumkur Private Limited | Meera Corporation Kr | - | NA
CNHalli_Block2 | LIGHTING | CNHalli_Block2_LDB | LDB |  | CNHalli_BLOCK_2 | - | - | - | 415V / 32A | 1 | LTDB | Main Inventry | In Operation |  | Out of Warranty | StahllformTechnik Pvt. Ltd. | 2017-09-26 | 2022-09-25 | 60 | NA | StahllformTechnik Pvt. Ltd. | L&T | Oudoor wall Mouinting | [5 empty] | Bescom | HSEPL | Clean Solar Power Tumkur Private Limited | Meera Corporation Kr | - | NA
CNHalli_Block2 | SMB | CNHalli_Block2_INV1_SMB1 | BLOCK_2_SMB_1.1 |  | CNHalli_BLOCK_2_INV_1 | 17E01503GO | - | 1000VDC 266A | - | 1 | SCB | Main Inventry | In Operation |  | Out of Warranty | Statcon Energiaa Pvt. Ltd. | 2017-09-26 | 2022-09-25 | 60 | NA | Statcon Energiaa Pvt. Ltd. | L&T | 14IN 1OUT - Three Box Model | [5 empty] | Bescom | HSEPL | Clean Solar Power Tumkur Private Limited | Meera Corporation Kr | - | NA
CNHalli_Block2 | SMB | CNHalli_Block2_INV1_SMB2 | BLOCK_2_SMB_1.2 |  | CNHalli_BLOCK_2_INV_1 | 17E01419GO | - | 1000VDC 266A | - | 1 | SCB | Main Inventry | In Operation |  | Out of Warranty | Statcon Energiaa Pvt. Ltd. | 2017-09-26 | 2022-09-25 | 60 | NA | Statcon Energiaa Pvt. Ltd. | L&T | 14IN 1OUT - Three Box Model | [5 empty] | Bescom | HSEPL | Clean Solar Power Tumkur Private Limited | Meera Corporation Kr | - | NA
CNHalli_Block2 | SMB | CNHalli_Block2_INV1_SMB3 | BLOCK_2_SMB_1.3 |  | CNHalli_BLOCK_2_INV_1 | 17E01428GO | - | 1000VDC 266A | - | 1 | SCB | Main Inventry | In Operation |  | Out of Warranty | Statcon Energiaa Pvt. Ltd. | 2017-09-26 | 2022-09-25 | 60 | NA | Statcon Energiaa Pvt. Ltd. | L&T | 14IN 1OUT - Three Box Model | [5 empty] | Bescom | HSEPL | Clean Solar Power Tumkur Private Limited | Meera Corporation Kr | - | NA
CNHalli_Block2 | SMB | CNHalli_Block2_INV1_SMB4 | BLOCK_2_SMB_1.4 |  | CNHalli_BLOCK_2_INV_1 | 17E01413GO | - | 1000VDC 266A | - | 1 | SCB | Main Inventry | In Operation |  | Out of Warranty | Statcon Energiaa Pvt. Ltd. | 2017-09-26 | 2022-09-25 | 60 | NA | Statcon Energiaa Pvt. Ltd. | L&T | 14IN 1OUT - Three Box Model | [5 empty] | Bescom | HSEPL | Clean Solar Power Tumkur Private Limited | Meera Corporation Kr | - | NA
CNHalli_Block2 | SMB | CNHalli_Block2_INV1_SMB5 | BLOCK_2_SMB_1.5 |  | CNHalli_BLOCK_2_INV_1 | 17E01439GO | - | 1000VDC 266A | - | 1 | SCB | Main Inventry | In Operation |  | Out of Warranty | Statcon Energiaa Pvt. Ltd. | 2017-09-26 | 2022-09-25 | 60 | NA | Statcon Energiaa Pvt. Ltd. | L&T | 14IN 1OUT - Three Box Model | [5 empty] | Bescom | HSEPL | Clean Solar Power Tumkur Private Limited | Meera Corporation Kr | - | NA
CNHalli_Block2 | SMB | CNHalli_Block2_INV1_SMB6 | BLOCK_2_SMB_1.6 |  | CNHalli_BLOCK_2_INV_1 | 17E01430GO | - | 1000VDC 266A | - | 1 | SCB | Main Inventry | In Operation |  | Out of Warranty | Statcon Energiaa Pvt. Ltd. | 2017-09-26 | 2022-09-25 | 60 | NA | Statcon Energiaa Pvt. Ltd. | L&T | 14IN 1OUT - Three Box Model | [5 empty] | Bescom | HSEPL | Clean Solar Power Tumkur Private Limited | Meera Corporation Kr | - | NA
CNHalli_Block2 | SMB | CNHalli_Block2_INV1_SMB7 | BLOCK_2_SMB_1.7 |  | CNHalli_BLOCK_2_INV_1 | 17E01424GO | - | 1000VDC 266A | - | 1 | SCB | Main Inventry | In Operation |  | Out of Warranty | Statcon Energiaa Pvt. Ltd. | 2017-09-26 | 2022-09-25 | 60 | NA | Statcon Energiaa Pvt. Ltd. | L&T | 14IN 1OUT - Three Box Model | [5 empty] | Bescom | HSEPL | Clean Solar Power Tumkur Private Limited | Meera Corporation Kr | - | NA
CNHalli_Block2 | SMB | CNHalli_Block2_INV2_SMB1 | BLOCK_2_SMB_2.1 |  | CNHalli_BLOCK_2_INV_2 | 17E01418GO | - | 1000VDC 266A | - | 1 | SCB | Main Inventry | In Operation |  | Out of Warranty | Statcon Energiaa Pvt. Ltd. | 2017-09-26 | 2022-09-25 | 60 | NA | Statcon Energiaa Pvt. Ltd. | L&T | 14IN 1OUT - Three Box Model | [5 empty] | Bescom | HSEPL | Clean Solar Power Tumkur Private Limited | Meera Corporation Kr | - | NA
CNHalli_Block2 | SMB | CNHalli_Block2_INV2_SMB2 | BLOCK_2_SMB_2.2 |  | CNHalli_BLOCK_2_INV_2 | 17E01403GO | - | 1000VDC 266A | - | 1 | SCB | Main Inventry | In Operation |  | Out of Warranty | Statcon Energiaa Pvt. Ltd. | 2017-09-26 | 2022-09-25 | 60 | NA | Statcon Energiaa Pvt. Ltd. | L&T | 14IN 1OUT - Three Box Model | [5 empty] | Bescom | HSEPL | Clean Solar Power Tumkur Private Limited | Meera Corporation Kr | - | NA
CNHalli_Block2 | SMB | CNHalli_Block2_INV2_SMB3 | BLOCK_2_SMB_2.3 |  | CNHalli_BLOCK_2_INV_2 | 17E01490GO | - | 1000VDC 266A | - | 1 | SCB | Main Inventry | In Operation |  | Out of Warranty | Statcon Energiaa Pvt. Ltd. | 2017-09-26 | 2022-09-25 | 60 | NA | Statcon Energiaa Pvt. Ltd. | L&T | 14IN 1OUT - Three Box Model | [5 empty] | Bescom | HSEPL | Clean Solar Power Tumkur Private Limited | Meera Corporation Kr | - | NA
CNHalli_Block2 | SMB | CNHalli_Block2_INV2_SMB4 | BLOCK_2_SMB_2.4 |  | CNHalli_BLOCK_2_INV_2 | 17E01480GO | - | 1000VDC 266A | - | 1 | SCB | Main Inventry | In Operation |  | Out of Warranty | Statcon Energiaa Pvt. Ltd. | 2017-09-26 | 2022-09-25 | 60 | NA | Statcon Energiaa Pvt. Ltd. | L&T | 14IN 1OUT - Three Box Model | [5 empty] | Bescom | HSEPL | Clean Solar Power Tumkur Private Limited | Meera Corporation Kr | - | NA
CNHalli_Block2 | SMB | CNHalli_Block2_INV2_SMB5 | BLOCK_2_SMB_2.5 |  | CNHalli_BLOCK_2_INV_2 | 17E01426GO | - | 1000VDC 266A | - | 1 | SCB | Main Inventry | In Operation |  | Out of Warranty | Statcon Energiaa Pvt. Ltd. | 2017-09-26 | 2022-09-25 | 60 | NA | Statcon Energiaa Pvt. Ltd. | L&T | 14IN 1OUT - Three Box Model | [5 empty] | Bescom | HSEPL | Clean Solar Power Tumkur Private Limited | Meera Corporation Kr | - | NA
CNHalli_Block2 | SMB | CNHalli_Block2_INV2_SMB6 | BLOCK_2_SMB_2.6 |  | CNHalli_BLOCK_2_INV_2 | 17E01394GO | - | 1000VDC 266A | - | 1 | SCB | Main Inventry | In Operation |  | Out of Warranty | Statcon Energiaa Pvt. Ltd. | 2017-09-26 | 2022-09-25 | 60 | NA | Statcon Energiaa Pvt. Ltd. | L&T | 14IN 1OUT - Three Box Model | [5 empty] | Bescom | HSEPL | Clean Solar Power Tumkur Private Limited | Meera Corporation Kr | - | NA
CNHalli_Block2 | SMB | CNHalli_Block2_INV2_SMB7 | BLOCK_2_SMB_2.7 |  | CNHalli_BLOCK_2_INV_2 | 17E01479GO | - | 1000VDC 266A | - | 1 | SCB | Main Inventry | In Operation |  | Out of Warranty | Statcon Energiaa Pvt. Ltd. | 2017-09-26 | 2022-09-25 | 60 | NA | Statcon Energiaa Pvt. Ltd. | L&T | 14IN 1OUT - Three Box Model | [5 empty] | Bescom | HSEPL | Clean Solar Power Tumkur Private Limited | Meera Corporation Kr | - | NA
CNHalli_Block2 | SMB | CNHalli_Block2_INV3_SMB1 | BLOCK_2_SMB_3.1 |  | CNHalli_BLOCK_2_INV_3 | 17E01425GO | - | 1000VDC 266A | - | 1 | SCB | Main Inventry | In Operation |  | Out of Warranty | Statcon Energiaa Pvt. Ltd. | 2017-09-26 | 2022-09-25 | 60 | NA | Statcon Energiaa Pvt. Ltd. | L&T | 14IN 1OUT - Three Box Model | [5 empty] | Bescom | HSEPL | Clean Solar Power Tumkur Private Limited | Meera Corporation Kr | - | NA
CNHalli_Block2 | SMB | CNHalli_Block2_INV3_SMB2 | BLOCK_2_SMB_3.2 |  | CNHalli_BLOCK_2_INV_3 | 17E01506GO | - | 1000VDC 266A | - | 1 | SCB | Main Inventry | In Operation |  | Out of Warranty | Statcon Energiaa Pvt. Ltd. | 2017-09-26 | 2022-09-25 | 60 | NA | Statcon Energiaa Pvt. Ltd. | L&T | 14IN 1OUT - Three Box Model | [5 empty] | Bescom | HSEPL | Clean Solar Power Tumkur Private Limited | Meera Corporation Kr | - | NA
CNHalli_Block2 | SMB | CNHalli_Block2_INV3_SMB3 | BLOCK_2_SMB_3.3 |  | CNHalli_BLOCK_2_INV_3 | 17E01517GO | - | 1000VDC 266A | - | 1 | SCB | Main Inventry | In Operation |  | Out of Warranty | Statcon Energiaa Pvt. Ltd. | 2017-09-26 | 2022-09-25 | 60 | NA | Statcon Energiaa Pvt. Ltd. | L&T | 14IN 1OUT - Three Box Model | [5 empty] | Bescom | HSEPL | Clean Solar Power Tumkur Private Limited | Meera Corporation Kr | - | NA
CNHalli_Block2 | SMB | CNHalli_Block2_INV3_SMB4 | BLOCK_2_SMB_3.4 |  | CNHalli_BLOCK_2_INV_3 | 17E01390GO | - | 1000VDC 266A | - | 1 | SCB | Main Inventry | In Operation |  | Out of Warranty | Statcon Energiaa Pvt. Ltd. | 2017-09-26 | 2022-09-25 | 60 | NA | Statcon Energiaa Pvt. Ltd. | L&T | 14IN 1OUT - Three Box Model | [5 empty] | Bescom | HSEPL | Clean Solar Power Tumkur Private Limited | Meera Corporation Kr | - | NA
CNHalli_Block2 | SMB | CNHalli_Block2_INV3_SMB5 | BLOCK_2_SMB_3.5 |  | CNHalli_BLOCK_2_INV_3 | 17E01492GO | - | 1000VDC 266A | - | 1 | SCB | Main Inventry | In Operation |  | Out of Warranty | Statcon Energiaa Pvt. Ltd. | 2017-09-26 | 2022-09-25 | 60 | NA | Statcon Energiaa Pvt. Ltd. | L&T | 14IN 1OUT - Three Box Model | [5 empty] | Bescom | HSEPL | Clean Solar Power Tumkur Private Limited | Meera Corporation Kr | - | NA
CNHalli_Block2 | SMB | CNHalli_Block2_INV3_SMB6 | BLOCK_2_SMB_3.6 |  | CNHalli_BLOCK_2_INV_3 | 17E01472GO | - | 1000VDC 266A | - | 1 | SCB | Main Inventry | In Operation |  | Out of Warranty | Statcon Energiaa Pvt. Ltd. | 2017-09-26 | 2022-09-25 | 60 | NA | Statcon Energiaa Pvt. Ltd. | L&T | 14IN 1OUT - Three Box Model | [5 empty] | Bescom | HSEPL | Clean Solar Power Tumkur Private Limited | Meera Corporation Kr | - | NA
CNHalli_Block2 | SMB | CNHalli_Block2_INV3_SMB7 | BLOCK_2_SMB_3.7 |  | CNHalli_BLOCK_2_INV_3 | 17E01491GO | - | 1000VDC 266A | - | 1 | SCB | Main Inventry | In Operation |  | Out of Warranty | Statcon Energiaa Pvt. Ltd. | 2017-09-26 | 2022-09-25 | 60 | NA | Statcon Energiaa Pvt. Ltd. | L&T | 14IN 1OUT - Three Box Model | [5 empty] | Bescom | HSEPL | Clean Solar Power Tumkur Private Limited | Meera Corporation Kr | - | NA
CNHalli_Block2 | SMB | CNHalli_Block2_INV4_SMB1 | BLOCK_2_SMB_4.1 |  | CNHalli_BLOCK_2_INV_4 | 17E01399GO | - | 1000VDC 266A | - | 1 | SCB | Main Inventry | In Operation |  | Out of Warranty | Statcon Energiaa Pvt. Ltd. | 2017-09-26 | 2022-09-25 | 60 | NA | Statcon Energiaa Pvt. Ltd. | L&T | 14IN 1OUT - Three Box Model | [5 empty] | Bescom | HSEPL | Clean Solar Power Tumkur Private Limited | Meera Corporation Kr | - | NA
CNHalli_Block2 | SMB | CNHalli_Block2_INV4_SMB2 | BLOCK_2_SMB_4.2 |  | CNHalli_BLOCK_2_INV_4 | 17E01483GO | - | 1000VDC 266A | - | 1 | SCB | Main Inventry | In Operation |  | Out of Warranty | Statcon Energiaa Pvt. Ltd. | 2017-09-26 | 2022-09-25 | 60 | NA | Statcon Energiaa Pvt. Ltd. | L&T | 14IN 1OUT - Three Box Model | [5 empty] | Bescom | HSEPL | Clean Solar Power Tumkur Private Limited | Meera Corporation Kr | - | NA
CNHalli_Block2 | SMB | CNHalli_Block2_INV4_SMB3 | BLOCK_2_SMB_4.3 |  | CNHalli_BLOCK_2_INV_4 | 17E01412GO | - | 1000VDC 266A | - | 1 | SCB | Main Inventry | In Operation |  | Out of Warranty | Statcon Energiaa Pvt. Ltd. | 2017-09-26 | 2022-09-25 | 60 | NA | Statcon Energiaa Pvt. Ltd. | L&T | 14IN 1OUT - Three Box Model | [5 empty] | Bescom | HSEPL | Clean Solar Power Tumkur Private Limited | Meera Corporation Kr | - | NA
CNHalli_Block2 | SMB | CNHalli_Block2_INV4_SMB4 | BLOCK_2_SMB_4.4 |  | CNHalli_BLOCK_2_INV_4 | 17E01486GO | - | 1000VDC 266A | - | 1 | SCB | Main Inventry | In Operation |  | Out of Warranty | Statcon Energiaa Pvt. Ltd. | 2017-09-26 | 2022-09-25 | 60 | NA | Statcon Energiaa Pvt. Ltd. | L&T | 14IN 1OUT - Three Box Model | [5 empty] | Bescom | HSEPL | Clean Solar Power Tumkur Private Limited | Meera Corporation Kr | - | NA
CNHalli_Block2 | SMB | CNHalli_Block2_INV4_SMB5 | BLOCK_2_SMB_4.5 |  | CNHalli_BLOCK_2_INV_4 | 17E01483GO | - | 1000VDC 266A | - | 1 | SCB | Main Inventry | In Operation |  |  | Statcon Energiaa Pvt. Ltd. | 2017-09-26 | 2022-09-25 | 60 | NA | Statcon Energiaa Pvt. Ltd. | L&T | 14IN 1OUT - Three Box Model | [5 empty] | Bescom | HSEPL | Clean Solar Power Tumkur Private Limited | Meera Corporation Kr | - | NA
CNHalli_Block2 | SMB | CNHalli_Block2_INV4_SMB6 | BLOCK_2_SMB_4.6 |  | CNHalli_BLOCK_2_INV_4 | 17E01458GO | - | 1000VDC 266A | - | 1 | SCB | Main Inventry | In Operation |  |  | Statcon Energiaa Pvt. Ltd. | 2017-09-26 | 2022-09-25 | 60 | NA | Statcon Energiaa Pvt. Ltd. | L&T | 14IN 1OUT - Three Box Model | [5 empty] | Bescom | HSEPL | Clean Solar Power Tumkur Private Limited | Meera Corporation Kr | - | NA
CNHalli_Block2 | SMB | CNHalli_Block2_INV4_SMB7 | BLOCK_2_SMB_4.7 |  | CNHalli_BLOCK_2_INV_4 | 17E01493GO | - | 1000VDC 266A | - | 1 | SCB | Main Inventry | In Operation |  |  | Statcon Energiaa Pvt. Ltd. | 2017-09-26 | 2022-09-25 | 60 | NA | Statcon Energiaa Pvt. Ltd. | L&T | 14IN 1OUT - Three Box Model | [5 empty] | Bescom | HSEPL | Clean Solar Power Tumkur Private Limited | Meera Corporation Kr | - | NA
CNHalli_Block2 | Tracker | Block2 INV1_TRK05 | BLOCK_2_TRK_05 |  | CNHalli_BLOCK_2__SMB_1.1 | - | - | 24VDC | 400V / 3.34A | 1 | Tracker | Main Inventry | In Operation |  | Out of Warranty | Auma India Pvt Ltd & Focaal Automation Pvt Ltd. | 2017-09-26 | 2020-09-25 | 36 | NA | Auma India Pvt Ltd & Focaal Automation Pvt Ltd. | L&T | ASDL25Gm (ABG025.2029) | [5 empty] | Bescom | HSEPL | Clean Solar Power Tumkur Private Limited | Meera Corporation Kr | - | NA
CNHalli_Block2 | Tracker | Block2 INV1_TRK06 | BLOCK_2_TRK_06 |  | CNHalli_BLOCK_2__SMB_1.1 & CNHalli_BLOCK_2__SMB_1.2 & CNHalli_BLOCK_2__SMB_1.7 | - | - | 24VDC | 400V / 3.34A | 1 | Tracker | Main Inventry | In Operation |  | Out of Warranty | Auma India Pvt Ltd & Focaal Automation Pvt Ltd. | 2017-09-26 | 2020-09-25 | 36 | NA | Auma India Pvt Ltd & Focaal Automation Pvt Ltd. | L&T | ASDL25Gm (ABG025.2029) | [5 empty] | Bescom | HSEPL | Clean Solar Power Tumkur Private Limited | Meera Corporation Kr | - | NA
CNHalli_Block2 | Tracker | Block2 INV1_TRK07 | BLOCK_2_TRK_07 |  | CNHalli_BLOCK_2__SMB_1.3 & CNHalli_BLOCK_2__SMB_1.4 | - | - | 24VDC | 400V / 3.34A | 1 | Tracker | Main Inventry | In Operation |  | Out of Warranty | Auma India Pvt Ltd & Focaal Automation Pvt Ltd. | 2017-09-26 | 2020-09-25 | 36 | NA | Auma India Pvt Ltd & Focaal Automation Pvt Ltd. | L&T | ASDL25Gm (ABG025.2029) | [5 empty] | Bescom | HSEPL | Clean Solar Power Tumkur Private Limited | Meera Corporation Kr | - | NA
CNHalli_Block2 | Tracker | Block2 INV1_TRK16 | BLOCK_2_TRK_16 |  | CNHalli_BLOCK_2__SMB_1.5 & CNHalli_BLOCK_2__SMB_1.6 & CNHalli_BLOCK_2__SMB_1.7 | - | - | 24VDC | 400V / 3.34A | 1 | Tracker | Main Inventry | In Operation |  | Out of Warranty | Auma India Pvt Ltd & Focaal Automation Pvt Ltd. | 2017-09-26 | 2020-09-25 | 36 | NA | Auma India Pvt Ltd & Focaal Automation Pvt Ltd. | L&T | ASDL25Gm (ABG025.2029) | [5 empty] | Bescom | HSEPL | Clean Solar Power Tumkur Private Limited | Meera Corporation Kr | - | NA
CNHalli_Block2 | Tracker | Block2 INV2_TRK14 | BLOCK_2_TRK_14 |  | CNHalli_BLOCK_2__SMB_2.1 | - | - | 24VDC | 400V / 3.34A | 1 | Tracker | Main Inventry | In Operation |  | Out of Warranty | Auma India Pvt Ltd & Focaal Automation Pvt Ltd. | 2017-09-26 | 2020-09-25 | 36 | NA | Auma India Pvt Ltd & Focaal Automation Pvt Ltd. | L&T | ASDL25Gm (ABG025.2029) | [5 empty] | Bescom | HSEPL | Clean Solar Power Tumkur Private Limited | Meera Corporation Kr | - | NA
CNHalli_Block2 | Tracker | Block2 INV2_TRK15 | BLOCK_2_TRK_15 |  | CNHalli_BLOCK_2__SMB_2.2 | - | - | 24VDC | 400V / 3.34A | 1 | Tracker | Main Inventry | In Operation |  | Out of Warranty | Auma India Pvt Ltd & Focaal Automation Pvt Ltd. | 2017-09-26 | 2020-09-25 | 36 | NA | Auma India Pvt Ltd & Focaal Automation Pvt Ltd. | L&T | ASDL25Gm (ABG025.2029) | [5 empty] | Bescom | HSEPL | Clean Solar Power Tumkur Private Limited | Meera Corporation Kr | - | NA
CNHalli_Block2 | Tracker | Block2 INV2_TRK07 | BLOCK_2_TRK_07 |  | CNHalli_BLOCK_2__SMB_2.3 | - | - | 24VDC | 400V / 3.34A | 1 | Tracker | Main Inventry | In Operation |  | Out of Warranty | Auma India Pvt Ltd & Focaal Automation Pvt Ltd. | 2017-09-26 | 2020-09-25 | 36 | NA | Auma India Pvt Ltd & Focaal Automation Pvt Ltd. | L&T | ASDL25Gm (ABG025.2029) | [5 empty] | Bescom | HSEPL | Clean Solar Power Tumkur Private Limited | Meera Corporation Kr | - | NA
CNHalli_Block2 | Tracker | Block2 INV2_TRK06 | BLOCK_2_TRK_06 |  | CNHalli_BLOCK_2__SMB_2.3 | - | - | 24VDC | 400V / 3.34A | 1 | Tracker | Main Inventry | In Operation |  | Out of Warranty | Auma India Pvt Ltd & Focaal Automation Pvt Ltd. | 2017-09-26 | 2020-09-25 | 36 | NA | Auma India Pvt Ltd & Focaal Automation Pvt Ltd. | L&T | ASDL25Gm (ABG025.2029) | [5 empty] | Bescom | HSEPL | Clean Solar Power Tumkur Private Limited | Meera Corporation Kr | - | NA
CNHalli_Block2 | Tracker | Block2 INV2_TRK23 | BLOCK_2_TRK_23 |  | CNHalli_BLOCK_2__SMB_2.4 ,CNHalli_BLOCK_2__SMB_2.5 & CNHalli_BLOCK_2__SMB_2.6 | - | - | 24VDC | 400V / 3.34A | 1 | Tracker | Main Inventry | In Operation |  | Out of Warranty | Auma India Pvt Ltd & Focaal Automation Pvt Ltd. | 2017-09-26 | 2020-09-25 | 36 | NA | Auma India Pvt Ltd & Focaal Automation Pvt Ltd. | L&T | ASDL25Gm (ABG025.2029) | [5 empty] | Bescom | HSEPL | Clean Solar Power Tumkur Private Limited | Meera Corporation Kr | - | NA
CNHalli_Block2 | Tracker | Block2 INV2_TRK24 | BLOCK_2_TRK_24 |  | CNHalli_BLOCK_2__SMB_2.4 ,CNHalli_BLOCK_2__SMB_2.5 & CNHalli_BLOCK_2__SMB_2.6 | - | - | 24VDC | 400V / 3.34A | 1 | Tracker | Main Inventry | In Operation |  | Out of Warranty | Auma India Pvt Ltd & Focaal Automation Pvt Ltd. | 2017-09-26 | 2020-09-25 | 36 | NA | Auma India Pvt Ltd & Focaal Automation Pvt Ltd. | L&T | ASDL25Gm (ABG025.2029) | [5 empty] | Bescom | HSEPL | Clean Solar Power Tumkur Private Limited | Meera Corporation Kr | - | NA
CNHalli_Block2 | Tracker | Block2 INV2_TRK25 | BLOCK_2_TRK_25 |  | CNHalli_BLOCK_2__SMB_2.7 | - | - | 24VDC | 400V / 3.34A | 1 | Tracker | Main Inventry | In Operation |  | Out of Warranty | Auma India Pvt Ltd & Focaal Automation Pvt Ltd. | 2017-09-26 | 2020-09-25 | 36 | NA | Auma India Pvt Ltd & Focaal Automation Pvt Ltd. | L&T | ASDL25Gm (ABG025.2029) | [5 empty] | Bescom | HSEPL | Clean Solar Power Tumkur Private Limited | Meera Corporation Kr | - | NA
CNHalli_Block2 | Tracker | Block2 INV3_TRK25 | BLOCK_2_TRK_25 |  | CNHalli_BLOCK_2__SMB_3.1 | - | - | 24VDC | 400V / 3.34A | 1 | Tracker | Main Inventry | In Operation |  | Out of Warranty | Auma India Pvt Ltd & Focaal Automation Pvt Ltd. | 2017-09-26 | 2020-09-25 | 36 | NA | Auma India Pvt Ltd & Focaal Automation Pvt Ltd. | L&T | ASDL25Gm (ABG025.2029) | [5 empty] | Bescom | HSEPL | Clean Solar Power Tumkur Private Limited | Meera Corporation Kr | - | NA
CNHalli_Block2 | Tracker | Block2 INV3_TRK34 | BLOCK_2_TRK_34 |  | CNHalli_BLOCK_2__SMB_3.2 ,CNHalli_BLOCK_2__SMB_3.3 & CNHalli_BLOCK_2__SMB_3.4 | - | - | 24VDC | 400V / 3.34A | 1 | Tracker | Main Inventry | In Operation |  | Out of Warranty | Auma India Pvt Ltd & Focaal Automation Pvt Ltd. | 2017-09-26 | 2020-09-25 | 36 | NA | Auma India Pvt Ltd & Focaal Automation Pvt Ltd. | L&T | ASDL25Gm (ABG025.2029) | [5 empty] | Bescom | HSEPL | Clean Solar Power Tumkur Private Limited | Meera Corporation Kr | - | NA
CNHalli_Block2 | Tracker | Block2 INV3_TRK33 | BLOCK_2_TRK_33 |  | CNHalli_BLOCK_2__SMB_3.5,CNHalli_BLOCK_2__SMB_3.6 & CNHalli_BLOCK_2__SMB_3.67 | - | - | 24VDC | 400V / 3.34A | 1 | Tracker | Main Inventry | In Operation |  | Out of Warranty | Auma India Pvt Ltd & Focaal Automation Pvt Ltd. | 2017-09-26 | 2020-09-25 | 36 | NA | Auma India Pvt Ltd & Focaal Automation Pvt Ltd. | L&T | ASDL25Gm (ABG025.2029) | [5 empty] | Bescom | HSEPL | Clean Solar Power Tumkur Private Limited | Meera Corporation Kr | - | NA
CNHalli_Block2 | Tracker | Block2 INV3_TRK32 | BLOCK_2_TRK_32 |  | CNHalli_BLOCK_2__SMB_3.6 | - | - | 24VDC | 400V / 3.34A | 1 | Tracker | Main Inventry | In Operation |  | Out of Warranty | Auma India Pvt Ltd & Focaal Automation Pvt Ltd. | 2017-09-26 | 2020-09-25 | 36 | NA | Auma India Pvt Ltd & Focaal Automation Pvt Ltd. | L&T | ASDL25Gm (ABG025.2029) | [5 empty] | Bescom | HSEPL | Clean Solar Power Tumkur Private Limited | Meera Corporation Kr | - | NA
CNHalli_Block2 | Tracker | Block2 INV4_TRK44 | BLOCK_2_TRK_44 |  | CNHalli_BLOCK_2__SMB_4.1 | - | - | 24VDC | 400V / 3.34A | 1 | Tracker | Main Inventry | In Operation |  | Out of Warranty | Auma India Pvt Ltd & Focaal Automation Pvt Ltd. | 2017-09-26 | 2020-09-25 | 36 | NA | Auma India Pvt Ltd & Focaal Automation Pvt Ltd. | L&T | ASDL25Gm (ABG025.2029) | [5 empty] | Bescom | HSEPL | Clean Solar Power Tumkur Private Limited | Meera Corporation Kr | - | NA
CNHalli_Block2 | Tracker | Block2 INV4_TRK45 | BLOCK_2_TRK_45 |  | CNHalli_BLOCK_2__SMB_4.1 & CNHalli_BLOCK_2__SMB_4.2 & CNHalli_BLOCK_2__SMB_4.3 & CNHalli_BLOCK_2__SMB_4.6 | - | - | 24VDC | 400V / 3.34A | 1 | Tracker | Main Inventry | In Operation |  | Out of Warranty | Auma India Pvt Ltd & Focaal Automation Pvt Ltd. | 2017-09-26 | 2020-09-25 | 36 | NA | Auma India Pvt Ltd & Focaal Automation Pvt Ltd. | L&T | ASDL25Gm (ABG025.2029) | [5 empty] | Bescom | HSEPL | Clean Solar Power Tumkur Private Limited | Meera Corporation Kr | - | NA
CNHalli_Block2 | Tracker | Block2 INV4_TRK40 | BLOCK_2_TRK_40 |  | CNHalli_BLOCK_2__SMB_4.4 | - | - | 24VDC | 400V / 3.34A | 1 | Tracker | Main Inventry | In Operation |  | Out of Warranty | Auma India Pvt Ltd & Focaal Automation Pvt Ltd. | 2017-09-26 | 2020-09-25 | 36 | NA | Auma India Pvt Ltd & Focaal Automation Pvt Ltd. | L&T | ASDL25Gm (ABG025.2029) | [5 empty] | Bescom | HSEPL | Clean Solar Power Tumkur Private Limited | Meera Corporation Kr | - | NA
CNHalli_Block2 | Tracker | Block2 INV4_TRK41 | BLOCK_2_TRK_41 |  | CNHalli_BLOCK_2__SMB_4.5 & CNHalli_BLOCK_2__SMB_4.6 & CNHalli_BLOCK_2__SMB_4.7 | - | - | 24VDC | 400V / 3.34A | 1 | Tracker | Main Inventry | In Operation |  | Out of Warranty | Auma India Pvt Ltd & Focaal Automation Pvt Ltd. | 2017-09-26 | 2020-09-25 | 36 | NA | Auma India Pvt Ltd & Focaal Automation Pvt Ltd. | L&T | ASDL25Gm (ABG025.2029) | [5 empty] | Bescom | HSEPL | Clean Solar Power Tumkur Private Limited | Meera Corporation Kr | - | NA
CNHalli_Block2 | Tracker | Block2 INV4_TRK33 | BLOCK_2_TRK_33 |  | CNHalli_BLOCK_2__SMB_4.6 | - | - | 24VDC | 400V / 3.34A | 1 | Tracker | Main Inventry | In Operation |  | Out of Warranty | Auma India Pvt Ltd & Focaal Automation Pvt Ltd. | 2017-09-26 | 2020-09-25 | 36 | NA | Auma India Pvt Ltd & Focaal Automation Pvt Ltd. | L&T | ASDL25Gm (ABG025.2029) | [5 empty] | Bescom | HSEPL | Clean Solar Power Tumkur Private Limited | Meera Corporation Kr | - | NA
CNHalli_Block2 | Modules | CNHalli_Block2_SMB1.1_S1 | PV Solar Module String |  | CNHalli_BLOCK_2_SMB1.1 | - | 13.44 | 320W | - | 42 | Modules | Main Inventry | In Operation |  | In Warranty | Trina Solar Co. Ltd. | 2017-09-26 | 2027-09-26 | 120 | TED-A11042-1808-XSC-0109-0 | Trina Solar Co. Ltd. | HSEPL | TSM-325PD14 | [5 empty] | Bescom | HSEPL | Clean Solar Power Tumkur Private Limited | Meera Corporation Kr | 2023-03-15 | 12
CNHalli_Block2 | Modules | CNHalli_Block2_SMB1.1_S2 | PV Solar Module String |  | CNHalli_BLOCK_2_SMB1.1 | - | 13.44 | 320W | - | 42 | Modules | Main Inventry | In Operation |  | In Warranty | Trina Solar Co. Ltd. | 2017-09-26 | 2027-09-26 | 120 | TED-A11042-1808-XSC-0109-0 | Trina Solar Co. Ltd. | HSEPL | TSM-325PD14 | [5 empty] | Bescom | HSEPL | Clean Solar Power Tumkur Private Limited | Meera Corporation Kr | 2023-03-15 | 12
CNHalli_Block2 | Modules | CNHalli_Block2_SMB1.1_S3 | PV Solar Module String |  | CNHalli_BLOCK_2_SMB1.1 | - | 13.44 | 320W | - | 42 | Modules | Main Inventry | In Operation |  | In Warranty | Trina Solar Co. Ltd. | 2017-09-26 | 2027-09-26 | 120 | TED-A11042-1808-XSC-0109-0 | Trina Solar Co. Ltd. | HSEPL | TSM-325PD14 | [5 empty] | Bescom | HSEPL | Clean Solar Power Tumkur Private Limited | Meera Corporation Kr | 2023-03-15 | 12
CNHalli_Block2 | Modules | CNHalli_Block2_SMB1.1_S4 | PV Solar Module String |  | CNHalli_BLOCK_2_SMB1.1 | - | 13.44 | 320W | - | 42 | Modules | Main Inventry | In Operation |  | In Warranty | Trina Solar Co. Ltd. | 2017-09-26 | 2027-09-26 | 120 | TED-A11042-1808-XSC-0109-0 | Trina Solar Co. Ltd. | HSEPL | TSM-325PD14 | [5 empty] | Bescom | HSEPL | Clean Solar Power Tumkur Private Limited | Meera Corporation Kr | 2023-03-15 | 12
CNHalli_Block2 | Modules | CNHalli_Block2_SMB1.1_S5 | PV Solar Module String |  | CNHalli_BLOCK_2_SMB1.1 | - | 13.44 | 320W | - | 42 | Modules | Main Inventry | In Operation |  | In Warranty | Trina Solar Co. Ltd. | 2017-09-26 | 2027-09-26 | 120 | TED-A11042-1808-XSC-0109-0 | Trina Solar Co. Ltd. | HSEPL | TSM-325PD14 | [5 empty] | Bescom | HSEPL | Clean Solar Power Tumkur Private Limited | Meera Corporation Kr | 2023-03-15 | 12
CNHalli_Block2 | Modules | CNHalli_Block2_SMB1.1_S6 | PV Solar Module String |  | CNHalli_BLOCK_2_SMB1.1 | - | 13.44 | 320W | - | 42 | Modules | Main Inventry | In Operation |  | In Warranty | Trina Solar Co. Ltd. | 2017-09-26 | 2027-09-26 | 120 | TED-A11042-1808-XSC-0109-0 | Trina Solar Co. Ltd. | HSEPL | TSM-325PD14 | [5 empty] | Bescom | HSEPL | Clean Solar Power Tumkur Private Limited | Meera Corporation Kr | 2023-03-15 | 12
CNHalli_Block2 | Modules | CNHalli_Block2_SMB1.1_S7 | PV Solar Module String |  | CNHalli_BLOCK_2_SMB1.1 | - | 13.44 | 320W | - | 42 | Modules | Main Inventry | In Operation |  | In Warranty | Trina Solar Co. Ltd. | 2017-09-26 | 2027-09-26 | 120 | TED-A11042-1808-XSC-0109-0 | Trina Solar Co. Ltd. | HSEPL | TSM-325PD14 | [5 empty] | Bescom | HSEPL | Clean Solar Power Tumkur Private Limited | Meera Corporation Kr | 2023-03-15 | 12
CNHalli_Block2 | Modules | CNHalli_Block2_SMB1.1_S8 | PV Solar Module String |  | CNHalli_BLOCK_2_SMB1.1 | - | 13.44 | 320W | - | 42 | Modules | Main Inventry | In Operation |  | In Warranty | Trina Solar Co. Ltd. | 2017-09-26 | 2027-09-26 | 120 | TED-A11042-1808-XSC-0109-0 | Trina Solar Co. Ltd. | HSEPL | TSM-325PD14 | [5 empty] | Bescom | HSEPL | Clean Solar Power Tumkur Private Limited | Meera Corporation Kr | 2023-03-15 | 12
CNHalli_Block2 | Modules | CNHalli_Block2_SMB1.1_S9 | PV Solar Module String |  | CNHalli_BLOCK_2_SMB1.1 | - | 13.44 | 320W | - | 42 | Modules | Main Inventry | In Operation |  | In Warranty | Trina Solar Co. Ltd. | 2017-09-26 | 2027-09-26 | 120 | TED-A11042-1808-XSC-0109-0 | Trina Solar Co. Ltd. | HSEPL | TSM-325PD14 | [5 empty] | Bescom | HSEPL | Clean Solar Power Tumkur Private Limited | Meera Corporation Kr | 2023-03-15 | 12
CNHalli_Block2 | Modules | CNHalli_Block2_SMB1.1_S10 | PV Solar Module String |  | CNHalli_BLOCK_2_SMB1.1 | - | 13.44 | 320W | - | 42 | Modules | Main Inventry | In Operation |  | In Warranty | Trina Solar Co. Ltd. | 2017-09-26 | 2027-09-26 | 120 | TED-A11042-1808-XSC-0109-0 | Trina Solar Co. Ltd. | HSEPL | TSM-325PD14 | [5 empty] | Bescom | HSEPL | Clean Solar Power Tumkur Private Limited | Meera Corporation Kr | 2023-03-15 | 12
CNHalli_Block2 | Modules | CNHalli_Block2_SMB1.1_S11 | PV Solar Module String |  | CNHalli_BLOCK_2_SMB1.1 | - | 13.44 | 320W | - | 42 | Modules | Main Inventry | In Operation |  | In Warranty | Trina Solar Co. Ltd. | 2017-09-26 | 2027-09-26 | 120 | TED-A11042-1808-XSC-0109-0 | Trina Solar Co. Ltd. | HSEPL | TSM-325PD14 | [5 empty] | Bescom | HSEPL | Clean Solar Power Tumkur Private Limited | Meera Corporation Kr | 2023-03-15 | 12
CNHalli_Block2 | Modules | CNHalli_Block2_SMB1.1_S12 | PV Solar Module String |  | CNHalli_BLOCK_2_SMB1.1 | - | 13.44 | 320W | - | 42 | Modules | Main Inventry | In Operation |  | In Warranty | Trina Solar Co. Ltd. | 2017-09-26 | 2027-09-26 | 120 | TED-A11042-1808-XSC-0109-0 | Trina Solar Co. Ltd. | HSEPL | TSM-325PD14 | [5 empty] | Bescom | HSEPL | Clean Solar Power Tumkur Private Limited | Meera Corporation Kr | 2023-03-15 | 12
CNHalli_Block2 | Modules | CNHalli_Block2_SMB1.2_S1 | PV Solar Module String |  | CNHalli_BLOCK_2_SMB1.2 | - | 13.44 | 320W | - | 42 | Modules | Main Inventry | In Operation |  | In Warranty | Trina Solar Co. Ltd. | 2017-09-26 | 2027-09-26 | 120 | TED-A11042-1808-XSC-0109-0 | Trina Solar Co. Ltd. | HSEPL | TSM-325PD14 | [5 empty] | Bescom | HSEPL | Clean Solar Power Tumkur Private Limited | Meera Corporation Kr | 2023-03-15 | 12
CNHalli_Block2 | Modules | CNHalli_Block2_SMB1.2_S2 | PV Solar Module String |  | CNHalli_BLOCK_2_SMB1.2 | - | 13.44 | 320W | - | 42 | Modules | Main Inventry | In Operation |  | In Warranty | Trina Solar Co. Ltd. | 2017-09-26 | 2027-09-26 | 120 | TED-A11042-1808-XSC-0109-0 | Trina Solar Co. Ltd. | HSEPL | TSM-325PD14 | [5 empty] | Bescom | HSEPL | Clean Solar Power Tumkur Private Limited | Meera Corporation Kr | 2023-03-15 | 12
CNHalli_Block2 | Modules | CNHalli_Block2_SMB1.2_S3 | PV Solar Module String |  | CNHalli_BLOCK_2_SMB1.2 | - | 13.44 | 320W | - | 42 | Modules | Main Inventry | In Operation |  | In Warranty | Trina Solar Co. Ltd. | 2017-09-26 | 2027-09-26 | 120 | TED-A11042-1808-XSC-0109-0 | Trina Solar Co. Ltd. | HSEPL | TSM-325PD14 | [5 empty] | Bescom | HSEPL | Clean Solar Power Tumkur Private Limited | Meera Corporation Kr | 2023-03-15 | 12
CNHalli_Block2 | Modules | CNHalli_Block2_SMB1.2_S4 | PV Solar Module String |  | CNHalli_BLOCK_2_SMB1.2 | - | 13.44 | 320W | - | 42 | Modules | Main Inventry | In Operation |  | In Warranty | Trina Solar Co. Ltd. | 2017-09-26 | 2027-09-26 | 120 | TED-A11042-1808-XSC-0109-0 | Trina Solar Co. Ltd. | HSEPL | TSM-325PD14 | [5 empty] | Bescom | HSEPL | Clean Solar Power Tumkur Private Limited | Meera Corporation Kr | 2023-03-15 | 12
CNHalli_Block2 | Modules | CNHalli_Block2_SMB1.2_S5 | PV Solar Module String |  | CNHalli_BLOCK_2_SMB1.2 | - | 13.44 | 320W | - | 42 | Modules | Main Inventry | In Operation |  | In Warranty | Trina Solar Co. Ltd. | 2017-09-26 | 2027-09-26 | 120 | TED-A11042-1808-XSC-0109-0 | Trina Solar Co. Ltd. | HSEPL | TSM-325PD14 | [5 empty] | Bescom | HSEPL | Clean Solar Power Tumkur Private Limited | Meera Corporation Kr | 2023-03-15 | 12
CNHalli_Block2 | Modules | CNHalli_Block2_SMB1.2_S6 | PV Solar Module String |  | CNHalli_BLOCK_2_SMB1.2 | - | 13.44 | 320W | - | 42 | Modules | Main Inventry | In Operation |  | In Warranty | Trina Solar Co. Ltd. | 2017-09-26 | 2027-09-26 | 120 | TED-A11042-1808-XSC-0109-0 | Trina Solar Co. Ltd. | HSEPL | TSM-325PD14 | [5 empty] | Bescom | HSEPL | Clean Solar Power Tumkur Private Limited | Meera Corporation Kr | 2023-03-15 | 12
CNHalli_Block2 | Modules | CNHalli_Block2_SMB1.2_S7 | PV Solar Module String |  | CNHalli_BLOCK_2_SMB1.2 | - | 13.44 | 320W | - | 42 | Modules | Main Inventry | In Operation |  | In Warranty | Trina Solar Co. Ltd. | 2017-09-26 | 2027-09-26 | 120 | TED-A11042-1808-XSC-0109-0 | Trina Solar Co. Ltd. | HSEPL | TSM-325PD14 | [5 empty] | Bescom | HSEPL | Clean Solar Power Tumkur Private Limited | Meera Corporation Kr | 2023-03-15 | 12
CNHalli_Block2 | Modules | CNHalli_Block2_SMB1.2_S8 | PV Solar Module String |  | CNHalli_BLOCK_2_SMB1.2 | - | 13.44 | 320W | - | 42 | Modules | Main Inventry | In Operation |  | In Warranty | Trina Solar Co. Ltd. | 2017-09-26 | 2027-09-26 | 120 | TED-A11042-1808-XSC-0109-0 | Trina Solar Co. Ltd. | HSEPL | TSM-325PD14 | [5 empty] | Bescom | HSEPL | Clean Solar Power Tumkur Private Limited | Meera Corporation Kr | 2023-03-15 | 12
CNHalli_Block2 | Modules | CNHalli_Block2_SMB1.2_S9 | PV Solar Module String |  | CNHalli_BLOCK_2_SMB1.2 | - | 13.44 | 320W | - | 42 | Modules | Main Inventry | In Operation |  | In Warranty | Trina Solar Co. Ltd. | 2017-09-26 | 2027-09-26 | 120 | TED-A11042-1808-XSC-0109-0 | Trina Solar Co. Ltd. | HSEPL | TSM-325PD14 | [5 empty] | Bescom | HSEPL | Clean Solar Power Tumkur Private Limited | Meera Corporation Kr | 2023-03-15 | 12
CNHalli_Block2 | Modules | CNHalli_Block2_SMB1.2_S10 | PV Solar Module String |  | CNHalli_BLOCK_2_SMB1.2 | - | 13.44 | 320W | - | 42 | Modules | Main Inventry | In Operation |  | In Warranty | Trina Solar Co. Ltd. | 2017-09-26 | 2027-09-26 | 120 | TED-A11042-1808-XSC-0109-0 | Trina Solar Co. Ltd. | HSEPL | TSM-325PD14 | [5 empty] | Bescom | HSEPL | Clean Solar Power Tumkur Private Limited | Meera Corporation Kr | 2023-03-15 | 12
CNHalli_Block2 | Modules | CNHalli_Block2_SMB1.2_S11 | PV Solar Module String |  | CNHalli_BLOCK_2_SMB1.2 | - | 13.44 | 320W | - | 42 | Modules | Main Inventry | In Operation |  | In Warranty | Trina Solar Co. Ltd. | 2017-09-26 | 2027-09-26 | 120 | TED-A11042-1808-XSC-0109-0 | Trina Solar Co. Ltd. | HSEPL | TSM-325PD14 | [5 empty] | Bescom | HSEPL | Clean Solar Power Tumkur Private Limited | Meera Corporation Kr | 2023-03-15 | 12
CNHalli_Block2 | Modules | CNHalli_Block2_SMB1.2_S12 | PV Solar Module String |  | CNHalli_BLOCK_2_SMB1.2 | - | 13.44 | 320W | - | 42 | Modules | Main Inventry | In Operation |  | In Warranty | Trina Solar Co. Ltd. | 2017-09-26 | 2027-09-26 | 120 | TED-A11042-1808-XSC-0109-0 | Trina Solar Co. Ltd. | HSEPL | TSM-325PD14 | [5 empty] | Bescom | HSEPL | Clean Solar Power Tumkur Private Limited | Meera Corporation Kr | 2023-03-15 | 12
CNHalli_Block2 | Modules | CNHalli_Block2_SMB1.3_S1 | PV Solar Module String |  | CNHalli_BLOCK_2_SMB1.3 | - | 13.65 | 325W | - | 42 | Modules | Main Inventry | In Operation |  | In Warranty | Trina Solar Co. Ltd. | 2017-09-26 | 2027-09-26 | 120 | TED-A11042-1808-XSC-0109-0 | Trina Solar Co. Ltd. | HSEPL | TSM-325PD14 | [5 empty] | Bescom | HSEPL | Clean Solar Power Tumkur Private Limited | Meera Corporation Kr | 2023-03-15 | 12
CNHalli_Block2 | Modules | CNHalli_Block2_SMB1.3_S2 | PV Solar Module String |  | CNHalli_BLOCK_2_SMB1.3 | - | 13.65 | 325W | - | 42 | Modules | Main Inventry | In Operation |  | In Warranty | Trina Solar Co. Ltd. | 2017-09-26 | 2027-09-26 | 120 | TED-A11042-1808-XSC-0109-0 | Trina Solar Co. Ltd. | HSEPL | TSM-325PD14 | [5 empty] | Bescom | HSEPL | Clean Solar Power Tumkur Private Limited | Meera Corporation Kr | 2023-03-15 | 12
CNHalli_Block2 | Modules | CNHalli_Block2_SMB1.3_S3 | PV Solar Module String |  | CNHalli_BLOCK_2_SMB1.3 | - | 13.65 | 325W | - | 42 | Modules | Main Inventry | In Operation |  | In Warranty | Trina Solar Co. Ltd. | 2017-09-26 | 2027-09-26 | 120 | TED-A11042-1808-XSC-0109-0 | Trina Solar Co. Ltd. | HSEPL | TSM-325PD14 | [5 empty] | Bescom | HSEPL | Clean Solar Power Tumkur Private Limited | Meera Corporation Kr | 2023-03-15 | 12
CNHalli_Block2 | Modules | CNHalli_Block2_SMB1.3_S4 | PV Solar Module String |  | CNHalli_BLOCK_2_SMB1.3 | - | 13.65 | 325W | - | 42 | Modules | Main Inventry | In Operation |  | In Warranty | Trina Solar Co. Ltd. | 2017-09-26 | 2027-09-26 | 120 | TED-A11042-1808-XSC-0109-0 | Trina Solar Co. Ltd. | HSEPL | TSM-325PD14 | [5 empty] | Bescom | HSEPL | Clean Solar Power Tumkur Private Limited | Meera Corporation Kr | 2023-03-15 | 12
CNHalli_Block2 | Modules | CNHalli_Block2_SMB1.3_S5 | PV Solar Module String |  | CNHalli_BLOCK_2_SMB1.3 | - | 13.65 | 325W | - | 42 | Modules | Main Inventry | In Operation |  | In Warranty | Trina Solar Co. Ltd. | 2017-09-26 | 2027-09-26 | 120 | TED-A11042-1808-XSC-0109-0 | Trina Solar Co. Ltd. | HSEPL | TSM-325PD14 | [5 empty] | Bescom | HSEPL | Clean Solar Power Tumkur Private Limited | Meera Corporation Kr | 2023-03-15 | 12
CNHalli_Block2 | Modules | CNHalli_Block2_SMB1.3_S6 | PV Solar Module String |  | CNHalli_BLOCK_2_SMB1.3 | - | 13.65 | 325W | - | 42 | Modules | Main Inventry | In Operation |  | In Warranty | Trina Solar Co. Ltd. | 2017-09-26 | 2027-09-26 | 120 | TED-A11042-1808-XSC-0109-0 | Trina Solar Co. Ltd. | HSEPL | TSM-325PD14 | [5 empty] | Bescom | HSEPL | Clean Solar Power Tumkur Private Limited | Meera Corporation Kr | 2023-03-15 | 12
CNHalli_Block2 | Modules | CNHalli_Block2_SMB1.3_S7 | PV Solar Module String |  | CNHalli_BLOCK_2_SMB1.3 | - | 13.65 | 325W | - | 42 | Modules | Main Inventry | In Operation |  | In Warranty | Trina Solar Co. Ltd. | 2017-09-26 | 2027-09-26 | 120 | TED-A11042-1808-XSC-0109-0 | Trina Solar Co. Ltd. | HSEPL | TSM-325PD14 | [5 empty] | Bescom | HSEPL | Clean Solar Power Tumkur Private Limited | Meera Corporation Kr | 2023-03-15 | 12
CNHalli_Block2 | Modules | CNHalli_Block2_SMB1.3_S8 | PV Solar Module String |  | CNHalli_BLOCK_2_SMB1.3 | - | 13.65 | 325W | - | 42 | Modules | Main Inventry | In Operation |  | In Warranty | Trina Solar Co. Ltd. | 2017-09-26 | 2027-09-26 | 120 | TED-A11042-1808-XSC-0109-0 | Trina Solar Co. Ltd. | HSEPL | TSM-325PD14 | [5 empty] | Bescom | HSEPL | Clean Solar Power Tumkur Private Limited | Meera Corporation Kr | 2023-03-15 | 12
CNHalli_Block2 | Modules | CNHalli_Block2_SMB1.3_S9 | PV Solar Module String |  | CNHalli_BLOCK_2_SMB1.3 | - | 13.65 | 325W | - | 42 | Modules | Main Inventry | In Operation |  | In Warranty | Trina Solar Co. Ltd. | 2017-09-26 | 2027-09-26 | 120 | TED-A11042-1808-XSC-0109-0 | Trina Solar Co. Ltd. | HSEPL | TSM-325PD14 | [5 empty] | Bescom | HSEPL | Clean Solar Power Tumkur Private Limited | Meera Corporation Kr | 2023-03-15 | 12
CNHalli_Block2 | Modules | CNHalli_Block2_SMB1.3_S10 | PV Solar Module String |  | CNHalli_BLOCK_2_SMB1.3 | - | 13.65 | 325W | - | 42 | Modules | Main Inventry | In Operation |  | In Warranty | Trina Solar Co. Ltd. | 2017-09-26 | 2027-09-26 | 120 | TED-A11042-1808-XSC-0109-0 | Trina Solar Co. Ltd. | HSEPL | TSM-325PD14 | [5 empty] | Bescom | HSEPL | Clean Solar Power Tumkur Private Limited | Meera Corporation Kr | 2023-03-15 | 12
CNHalli_Block2 | Modules | CNHalli_Block2_SMB1.3_S11 | PV Solar Module String |  | CNHalli_BLOCK_2_SMB1.3 | - | 13.65 | 325W | - | 42 | Modules | Main Inventry | In Operation |  | In Warranty | Trina Solar Co. Ltd. | 2017-09-26 | 2027-09-26 | 120 | TED-A11042-1808-XSC-0109-0 | Trina Solar Co. Ltd. | HSEPL | TSM-325PD14 | [5 empty] | Bescom | HSEPL | Clean Solar Power Tumkur Private Limited | Meera Corporation Kr | 2023-03-15 | 12
CNHalli_Block2 | Modules | CNHalli_Block2_SMB1.4_S1 | PV Solar Module String |  | CNHalli_BLOCK_2_SMB1.4 | - | 13.65 | 325W | - | 42 | Modules | Main Inventry | In Operation |  | In Warranty | Trina Solar Co. Ltd. | 2017-09-26 | 2027-09-26 | 120 | TED-A11042-1808-XSC-0109-0 | Trina Solar Co. Ltd. | HSEPL | TSM-325PD14 | [5 empty] | Bescom | HSEPL | Clean Solar Power Tumkur Private Limited | Meera Corporation Kr | 2023-03-15 | 12
CNHalli_Block2 | Modules | CNHalli_Block2_SMB1.4_S2 | PV Solar Module String |  | CNHalli_BLOCK_2_SMB1.4 | - | 13.65 | 325W | - | 42 | Modules | Main Inventry | In Operation |  | In Warranty | Trina Solar Co. Ltd. | 2017-09-26 | 2027-09-26 | 120 | TED-A11042-1808-XSC-0109-0 | Trina Solar Co. Ltd. | HSEPL | TSM-325PD14 | [5 empty] | Bescom | HSEPL | Clean Solar Power Tumkur Private Limited | Meera Corporation Kr | 2023-03-15 | 12
CNHalli_Block2 | Modules | CNHalli_Block2_SMB1.4_S3 | PV Solar Module String |  | CNHalli_BLOCK_2_SMB1.4 | - | 13.65 | 325W | - | 42 | Modules | Main Inventry | In Operation |  | In Warranty | Trina Solar Co. Ltd. | 2017-09-26 | 2027-09-26 | 120 | TED-A11042-1808-XSC-0109-0 | Trina Solar Co. Ltd. | HSEPL | TSM-325PD14 | [5 empty] | Bescom | HSEPL | Clean Solar Power Tumkur Private Limited | Meera Corporation Kr | 2023-03-15 | 12
CNHalli_Block2 | Modules | CNHalli_Block2_SMB1.4_S4 | PV Solar Module String |  | CNHalli_BLOCK_2_SMB1.4 | - | 13.65 | 325W | - | 42 | Modules | Main Inventry | In Operation |  | In Warranty | Trina Solar Co. Ltd. | 2017-09-26 | 2027-09-26 | 120 | TED-A11042-1808-XSC-0109-0 | Trina Solar Co. Ltd. | HSEPL | TSM-325PD14 | [5 empty] | Bescom | HSEPL | Clean Solar Power Tumkur Private Limited | Meera Corporation Kr | 2023-03-15 | 12
CNHalli_Block2 | Modules | CNHalli_Block2_SMB1.4_S5 | PV Solar Module String |  | CNHalli_BLOCK_2_SMB1.4 | - | 13.65 | 325W | - | 42 | Modules | Main Inventry | In Operation |  | In Warranty | Trina Solar Co. Ltd. | 2017-09-26 | 2027-09-26 | 120 | TED-A11042-1808-XSC-0109-0 | Trina Solar Co. Ltd. | HSEPL | TSM-325PD14 | [5 empty] | Bescom | HSEPL | Clean Solar Power Tumkur Private Limited | Meera Corporation Kr | 2023-03-15 | 12
CNHalli_Block2 | Modules | CNHalli_Block2_SMB1.4_S6 | PV Solar Module String |  | CNHalli_BLOCK_2_SMB1.4 | - | 13.65 | 325W | - | 42 | Modules | Main Inventry | In Operation |  | In Warranty | Trina Solar Co. Ltd. | 2017-09-26 | 2027-09-26 | 120 | TED-A11042-1808-XSC-0109-0 | Trina Solar Co. Ltd. | HSEPL | TSM-325PD14 | [5 empty] | Bescom | HSEPL | Clean Solar Power Tumkur Private Limited | Meera Corporation Kr | 2023-03-15 | 12
CNHalli_Block2 | Modules | CNHalli_Block2_SMB1.4_S7 | PV Solar Module String |  | CNHalli_BLOCK_2_SMB1.4 | - | 13.65 | 325W | - | 42 | Modules | Main Inventry | In Operation |  | In Warranty | Trina Solar Co. Ltd. | 2017-09-26 | 2027-09-26 | 120 | TED-A11042-1808-XSC-0109-0 | Trina Solar Co. Ltd. | HSEPL | TSM-325PD14 | [5 empty] | Bescom | HSEPL | Clean Solar Power Tumkur Private Limited | Meera Corporation Kr | 2023-03-15 | 12
CNHalli_Block2 | Modules | CNHalli_Block2_SMB1.4_S8 | PV Solar Module String |  | CNHalli_BLOCK_2_SMB1.4 | - | 13.65 | 325W | - | 42 | Modules | Main Inventry | In Operation |  | In Warranty | Trina Solar Co. Ltd. | 2017-09-26 | 2027-09-26 | 120 | TED-A11042-1808-XSC-0109-0 | Trina Solar Co. Ltd. | HSEPL | TSM-325PD14 | [5 empty] | Bescom | HSEPL | Clean Solar Power Tumkur Private Limited | Meera Corporation Kr | 2023-03-15 | 12
CNHalli_Block2 | Modules | CNHalli_Block2_SMB1.4_S9 | PV Solar Module String |  | CNHalli_BLOCK_2_SMB1.4 | - | 13.65 | 325W | - | 42 | Modules | Main Inventry | In Operation |  | In Warranty | Trina Solar Co. Ltd. | 2017-09-26 | 2027-09-26 | 120 | TED-A11042-1808-XSC-0109-0 | Trina Solar Co. Ltd. | HSEPL | TSM-325PD14 | [5 empty] | Bescom | HSEPL | Clean Solar Power Tumkur Private Limited | Meera Corporation Kr | 2023-03-15 | 12
CNHalli_Block2 | Modules | CNHalli_Block2_SMB1.4_S10 | PV Solar Module String |  | CNHalli_BLOCK_2_SMB1.4 | - | 13.65 | 325W | - | 42 | Modules | Main Inventry | In Operation |  | In Warranty | Trina Solar Co. Ltd. | 2017-09-26 | 2027-09-26 | 120 | TED-A11042-1808-XSC-0109-0 | Trina Solar Co. Ltd. | HSEPL | TSM-325PD14 | [5 empty] | Bescom | HSEPL | Clean Solar Power Tumkur Private Limited | Meera Corporation Kr | 2023-03-15 | 12
CNHalli_Block2 | Modules | CNHalli_Block2_SMB1.4_S11 | PV Solar Module String |  | CNHalli_BLOCK_2_SMB1.4 | - | 13.65 | 325W | - | 42 | Modules | Main Inventry | In Operation |  | In Warranty | Trina Solar Co. Ltd. | 2017-09-26 | 2027-09-26 | 120 | TED-A11042-1808-XSC-0109-0 | Trina Solar Co. Ltd. | HSEPL | TSM-325PD14 | [5 empty] | Bescom | HSEPL | Clean Solar Power Tumkur Private Limited | Meera Corporation Kr | 2023-03-15 | 12
CNHalli_Block2 | Modules | CNHalli_Block2_SMB1.4_S12 | PV Solar Module String |  | CNHalli_BLOCK_2_SMB1.4 | - | 13.65 | 325W | - | 42 | Modules | Main Inventry | In Operation |  | In Warranty | Trina Solar Co. Ltd. | 2017-09-26 | 2027-09-26 | 120 | TED-A11042-1808-XSC-0109-0 | Trina Solar Co. Ltd. | HSEPL | TSM-325PD14 | [5 empty] | Bescom | HSEPL | Clean Solar Power Tumkur Private Limited | Meera Corporation Kr | 2023-03-15 | 12
CNHalli_Block2 | Modules | CNHalli_Block2_SMB1.5_S1 | PV Solar Module String |  | CNHalli_BLOCK_2_SMB1.5 | - | 13.44 | 320W | - | 42 | Modules | Main Inventry | In Operation |  | In Warranty | Trina Solar Co. Ltd. | 2017-09-26 | 2027-09-26 | 120 | TED-A11042-1808-XSC-0109-0 | Trina Solar Co. Ltd. | HSEPL | TSM-325PD14 | [5 empty] | Bescom | HSEPL | Clean Solar Power Tumkur Private Limited | Meera Corporation Kr | 2023-03-15 | 12
CNHalli_Block2 | Modules | CNHalli_Block2_SMB1.5_S2 | PV Solar Module String |  | CNHalli_BLOCK_2_SMB1.5 | - | 13.44 | 320W | - | 42 | Modules | Main Inventry | In Operation |  | In Warranty | Trina Solar Co. Ltd. | 2017-09-26 | 2027-09-26 | 120 | TED-A11042-1808-XSC-0109-0 | Trina Solar Co. Ltd. | HSEPL | TSM-325PD14 | [5 empty] | Bescom | HSEPL | Clean Solar Power Tumkur Private Limited | Meera Corporation Kr | 2023-03-15 | 12
CNHalli_Block2 | Modules | CNHalli_Block2_SMB1.5_S3 | PV Solar Module String |  | CNHalli_BLOCK_2_SMB1.5 | - | 13.44 | 320W | - | 42 | Modules | Main Inventry | In Operation |  | In Warranty | Trina Solar Co. Ltd. | 2017-09-26 | 2027-09-26 | 120 | TED-A11042-1808-XSC-0109-0 | Trina Solar Co. Ltd. | HSEPL | TSM-325PD14 | [5 empty] | Bescom | HSEPL | Clean Solar Power Tumkur Private Limited | Meera Corporation Kr | 2023-03-15 | 12
CNHalli_Block2 | Modules | CNHalli_Block2_SMB1.5_S4 | PV Solar Module String |  | CNHalli_BLOCK_2_SMB1.5 | - | 13.44 | 320W | - | 42 | Modules | Main Inventry | In Operation |  | In Warranty | Trina Solar Co. Ltd. | 2017-09-26 | 2027-09-26 | 120 | TED-A11042-1808-XSC-0109-0 | Trina Solar Co. Ltd. | HSEPL | TSM-325PD14 | [5 empty] | Bescom | HSEPL | Clean Solar Power Tumkur Private Limited | Meera Corporation Kr | 2023-03-15 | 12
CNHalli_Block2 | Modules | CNHalli_Block2_SMB1.5_S5 | PV Solar Module String |  | CNHalli_BLOCK_2_SMB1.5 | - | 13.44 | 320W | - | 42 | Modules | Main Inventry | In Operation |  | In Warranty | Trina Solar Co. Ltd. | 2017-09-26 | 2027-09-26 | 120 | TED-A11042-1808-XSC-0109-0 | Trina Solar Co. Ltd. | HSEPL | TSM-325PD14 | [5 empty] | Bescom | HSEPL | Clean Solar Power Tumkur Private Limited | Meera Corporation Kr | 2023-03-15 | 12
CNHalli_Block2 | Modules | CNHalli_Block2_SMB1.5_S6 | PV Solar Module String |  | CNHalli_BLOCK_2_SMB1.5 | - | 13.44 | 320W | - | 42 | Modules | Main Inventry | In Operation |  | In Warranty | Trina Solar Co. Ltd. | 2017-09-26 | 2027-09-26 | 120 | TED-A11042-1808-XSC-0109-0 | Trina Solar Co. Ltd. | HSEPL | TSM-325PD14 | [5 empty] | Bescom | HSEPL | Clean Solar Power Tumkur Private Limited | Meera Corporation Kr | 2023-03-15 | 12
CNHalli_Block2 | Modules | CNHalli_Block2_SMB1.5_S7 | PV Solar Module String |  | CNHalli_BLOCK_2_SMB1.5 | - | 13.44 | 320W | - | 42 | Modules | Main Inventry | In Operation |  | In Warranty | Trina Solar Co. Ltd. | 2017-09-26 | 2027-09-26 | 120 | TED-A11042-1808-XSC-0109-0 | Trina Solar Co. Ltd. | HSEPL | TSM-325PD14 | [5 empty] | Bescom | HSEPL | Clean Solar Power Tumkur Private Limited | Meera Corporation Kr | 2023-03-15 | 12
CNHalli_Block2 | Modules | CNHalli_Block2_SMB1.5_S8 | PV Solar Module String |  | CNHalli_BLOCK_2_SMB1.5 | - | 13.44 | 320W | - | 42 | Modules | Main Inventry | In Operation |  | In Warranty | Trina Solar Co. Ltd. | 2017-09-26 | 2027-09-26 | 120 | TED-A11042-1808-XSC-0109-0 | Trina Solar Co. Ltd. | HSEPL | TSM-325PD14 | [5 empty] | Bescom | HSEPL | Clean Solar Power Tumkur Private Limited | Meera Corporation Kr | 2023-03-15 | 12
CNHalli_Block2 | Modules | CNHalli_Block2_SMB1.5_S9 | PV Solar Module String |  | CNHalli_BLOCK_2_SMB1.5 | - | 13.44 | 320W | - | 42 | Modules | Main Inventry | In Operation |  | In Warranty | Trina Solar Co. Ltd. | 2017-09-26 | 2027-09-26 | 120 | TED-A11042-1808-XSC-0109-0 | Trina Solar Co. Ltd. | HSEPL | TSM-325PD14 | [5 empty] | Bescom | HSEPL | Clean Solar Power Tumkur Private Limited | Meera Corporation Kr | 2023-03-15 | 12
CNHalli_Block2 | Modules | CNHalli_Block2_SMB1.5_S10 | PV Solar Module String |  | CNHalli_BLOCK_2_SMB1.5 | - | 13.44 | 320W | - | 42 | Modules | Main Inventry | In Operation |  | In Warranty | Trina Solar Co. Ltd. | 2017-09-26 | 2027-09-26 | 120 | TED-A11042-1808-XSC-0109-0 | Trina Solar Co. Ltd. | HSEPL | TSM-325PD14 | [5 empty] | Bescom | HSEPL | Clean Solar Power Tumkur Private Limited | Meera Corporation Kr | 2023-03-15 | 12
CNHalli_Block2 | Modules | CNHalli_Block2_SMB1.5_S11 | PV Solar Module String |  | CNHalli_BLOCK_2_SMB1.5 | - | 13.44 | 320W | - | 42 | Modules | Main Inventry | In Operation |  | In Warranty | Trina Solar Co. Ltd. | 2017-09-26 | 2027-09-26 | 120 | TED-A11042-1808-XSC-0109-0 | Trina Solar Co. Ltd. | HSEPL | TSM-325PD14 | [5 empty] | Bescom | HSEPL | Clean Solar Power Tumkur Private Limited | Meera Corporation Kr | 2023-03-15 | 12
CNHalli_Block2 | Modules | CNHalli_Block2_SMB1.5_S12 | PV Solar Module String |  | CNHalli_BLOCK_2_SMB1.5 | - | 13.44 | 320W | - | 42 | Modules | Main Inventry | In Operation |  | In Warranty | Trina Solar Co. Ltd. | 2017-09-26 | 2027-09-26 | 120 | TED-A11042-1808-XSC-0109-0 | Trina Solar Co. Ltd. | HSEPL | TSM-325PD14 | [5 empty] | Bescom | HSEPL | Clean Solar Power Tumkur Private Limited | Meera Corporation Kr | 2023-03-15 | 12
CNHalli_Block2 | Modules | CNHalli_Block2_SMB1.6_S1 | PV Solar Module String |  | CNHalli_BLOCK_2_SMB1.6 | - | 13.44 | 320W | - | 42 | Modules | Main Inventry | In Operation |  | In Warranty | Trina Solar Co. Ltd. | 2017-09-26 | 2027-09-26 | 120 | TED-A11042-1808-XSC-0109-0 | Trina Solar Co. Ltd. | HSEPL | TSM-325PD14 | [5 empty] | Bescom | HSEPL | Clean Solar Power Tumkur Private Limited | Meera Corporation Kr | 2023-03-15 | 12
CNHalli_Block2 | Modules | CNHalli_Block2_SMB1.6_S2 | PV Solar Module String |  | CNHalli_BLOCK_2_SMB1.6 | - | 13.44 | 320W | - | 42 | Modules | Main Inventry | In Operation |  | In Warranty | Trina Solar Co. Ltd. | 2017-09-26 | 2027-09-26 | 120 | TED-A11042-1808-XSC-0109-0 | Trina Solar Co. Ltd. | HSEPL | TSM-325PD14 | [5 empty] | Bescom | HSEPL | Clean Solar Power Tumkur Private Limited | Meera Corporation Kr | 2023-03-15 | 12
CNHalli_Block2 | Modules | CNHalli_Block2_SMB1.6_S3 | PV Solar Module String |  | CNHalli_BLOCK_2_SMB1.6 | - | 13.44 | 320W | - | 42 | Modules | Main Inventry | In Operation |  | In Warranty | Trina Solar Co. Ltd. | 2017-09-26 | 2027-09-26 | 120 | TED-A11042-1808-XSC-0109-0 | Trina Solar Co. Ltd. | HSEPL | TSM-325PD14 | [5 empty] | Bescom | HSEPL | Clean Solar Power Tumkur Private Limited | Meera Corporation Kr | 2023-03-15 | 12
CNHalli_Block2 | Modules | CNHalli_Block2_SMB1.6_S4 | PV Solar Module String |  | CNHalli_BLOCK_2_SMB1.6 | - | 13.44 | 320W | - | 42 | Modules | Main Inventry | In Operation |  | In Warranty | Trina Solar Co. Ltd. | 2017-09-26 | 2027-09-26 | 120 | TED-A11042-1808-XSC-0109-0 | Trina Solar Co. Ltd. | HSEPL | TSM-325PD14 | [5 empty] | Bescom | HSEPL | Clean Solar Power Tumkur Private Limited | Meera Corporation Kr | 2023-03-15 | 12
CNHalli_Block2 | Modules | CNHalli_Block2_SMB1.6_S5 | PV Solar Module String |  | CNHalli_BLOCK_2_SMB1.6 | - | 13.44 | 320W | - | 42 | Modules | Main Inventry | In Operation |  | In Warranty | Trina Solar Co. Ltd. | 2017-09-26 | 2027-09-26 | 120 | TED-A11042-1808-XSC-0109-0 | Trina Solar Co. Ltd. | HSEPL | TSM-325PD14 | [5 empty] | Bescom | HSEPL | Clean Solar Power Tumkur Private Limited | Meera Corporation Kr | 2023-03-15 | 12
CNHalli_Block2 | Modules | CNHalli_Block2_SMB1.6_S6 | PV Solar Module String |  | CNHalli_BLOCK_2_SMB1.6 | - | 13.44 | 320W | - | 42 | Modules | Main Inventry | In Operation |  | In Warranty | Trina Solar Co. Ltd. | 2017-09-26 | 2027-09-26 | 120 | TED-A11042-1808-XSC-0109-0 | Trina Solar Co. Ltd. | HSEPL | TSM-325PD14 | [5 empty] | Bescom | HSEPL | Clean Solar Power Tumkur Private Limited | Meera Corporation Kr | 2023-03-15 | 12
CNHalli_Block2 | Modules | CNHalli_Block2_SMB1.6_S7 | PV Solar Module String |  | CNHalli_BLOCK_2_SMB1.6 | - | 13.44 | 320W | - | 42 | Modules | Main Inventry | In Operation |  | In Warranty | Trina Solar Co. Ltd. | 2017-09-26 | 2027-09-26 | 120 | TED-A11042-1808-XSC-0109-0 | Trina Solar Co. Ltd. | HSEPL | TSM-325PD14 | [5 empty] | Bescom | HSEPL | Clean Solar Power Tumkur Private Limited | Meera Corporation Kr | 2023-03-15 | 12
CNHalli_Block2 | Modules | CNHalli_Block2_SMB1.6_S8 | PV Solar Module String |  | CNHalli_BLOCK_2_SMB1.6 | - | 13.44 | 320W | - | 42 | Modules | Main Inventry | In Operation |  | In Warranty | Trina Solar Co. Ltd. | 2017-09-26 | 2027-09-26 | 120 | TED-A11042-1808-XSC-0109-0 | Trina Solar Co. Ltd. | HSEPL | TSM-325PD14 | [5 empty] | Bescom | HSEPL | Clean Solar Power Tumkur Private Limited | Meera Corporation Kr | 2023-03-15 | 12
CNHalli_Block2 | Modules | CNHalli_Block2_SMB1.6_S9 | PV Solar Module String |  | CNHalli_BLOCK_2_SMB1.6 | - | 13.44 | 320W | - | 42 | Modules | Main Inventry | In Operation |  | In Warranty | Trina Solar Co. Ltd. | 2017-09-26 | 2027-09-26 | 120 | TED-A11042-1808-XSC-0109-0 | Trina Solar Co. Ltd. | HSEPL | TSM-325PD14 | [5 empty] | Bescom | HSEPL | Clean Solar Power Tumkur Private Limited | Meera Corporation Kr | 2023-03-15 | 12
CNHalli_Block2 | Modules | CNHalli_Block2_SMB1.6_S10 | PV Solar Module String |  | CNHalli_BLOCK_2_SMB1.6 | - | 13.44 | 320W | - | 42 | Modules | Main Inventry | In Operation |  | In Warranty | Trina Solar Co. Ltd. | 2017-09-26 | 2027-09-26 | 120 | TED-A11042-1808-XSC-0109-0 | Trina Solar Co. Ltd. | HSEPL | TSM-325PD14 | [5 empty] | Bescom | HSEPL | Clean Solar Power Tumkur Private Limited | Meera Corporation Kr | 2023-03-15 | 12
CNHalli_Block2 | Modules | CNHalli_Block2_SMB1.6_S11 | PV Solar Module String |  | CNHalli_BLOCK_2_SMB1.6 | - | 13.44 | 320W | - | 42 | Modules | Main Inventry | In Operation |  | In Warranty | Trina Solar Co. Ltd. | 2017-09-26 | 2027-09-26 | 120 | TED-A11042-1808-XSC-0109-0 | Trina Solar Co. Ltd. | HSEPL | TSM-325PD14 | [5 empty] | Bescom | HSEPL | Clean Solar Power Tumkur Private Limited | Meera Corporation Kr | 2023-03-15 | 12
CNHalli_Block2 | Modules | CNHalli_Block2_SMB1.6_S12 | PV Solar Module String |  | CNHalli_BLOCK_2_SMB1.7 | - | 13.44 | 320W | - | 42 | Modules | Main Inventry | In Operation |  | In Warranty | Trina Solar Co. Ltd. | 2017-09-26 | 2027-09-26 | 120 | TED-A11042-1808-XSC-0109-0 | Trina Solar Co. Ltd. | HSEPL | TSM-325PD14 | [5 empty] | Bescom | HSEPL | Clean Solar Power Tumkur Private Limited | Meera Corporation Kr | 2023-03-15 | 12
CNHalli_Block2 | Modules | CNHalli_Block2_SMB1.7_S1 | PV Solar Module String |  | CNHalli_BLOCK_2_SMB1.7 | - | 13.44 | 320W | - | 42 | Modules | Main Inventry | In Operation |  | In Warranty | Trina Solar Co. Ltd. | 2017-09-26 | 2027-09-26 | 120 | TED-A11042-1808-XSC-0109-0 | Trina Solar Co. Ltd. | HSEPL | TSM-325PD14 | [5 empty] | Bescom | HSEPL | Clean Solar Power Tumkur Private Limited | Meera Corporation Kr | 2023-03-15 | 12
CNHalli_Block2 | Modules | CNHalli_Block2_SMB1.7_S2 | PV Solar Module String |  | CNHalli_BLOCK_2_SMB1.7 | - | 13.44 | 320W | - | 42 | Modules | Main Inventry | In Operation |  | In Warranty | Trina Solar Co. Ltd. | 2017-09-26 | 2027-09-26 | 120 | TED-A11042-1808-XSC-0109-0 | Trina Solar Co. Ltd. | HSEPL | TSM-325PD14 | [5 empty] | Bescom | HSEPL | Clean Solar Power Tumkur Private Limited | Meera Corporation Kr | 2023-03-15 | 12
CNHalli_Block2 | Modules | CNHalli_Block2_SMB1.7_S3 | PV Solar Module String |  | CNHalli_BLOCK_2_SMB1.7 | - | 13.44 | 320W | - | 42 | Modules | Main Inventry | In Operation |  | In Warranty | Trina Solar Co. Ltd. | 2017-09-26 | 2027-09-26 | 120 | TED-A11042-1808-XSC-0109-0 | Trina Solar Co. Ltd. | HSEPL | TSM-325PD14 | [5 empty] | Bescom | HSEPL | Clean Solar Power Tumkur Private Limited | Meera Corporation Kr | 2023-03-15 | 12
CNHalli_Block2 | Modules | CNHalli_Block2_SMB1.7_S4 | PV Solar Module String |  | CNHalli_BLOCK_2_SMB1.7 | - | 13.44 | 320W | - | 42 | Modules | Main Inventry | In Operation |  | In Warranty | Trina Solar Co. Ltd. | 2017-09-26 | 2027-09-26 | 120 | TED-A11042-1808-XSC-0109-0 | Trina Solar Co. Ltd. | HSEPL | TSM-325PD14 | [5 empty] | Bescom | HSEPL | Clean Solar Power Tumkur Private Limited | Meera Corporation Kr | 2023-03-15 | 12
CNHalli_Block2 | Modules | CNHalli_Block2_SMB1.7_S5 | PV Solar Module String |  | CNHalli_BLOCK_2_SMB1.7 | - | 6.72 | 320W | - | 21 | Modules | Main Inventry | In Operation |  | In Warranty | Trina Solar Co. Ltd. | 2017-09-26 | 2027-09-26 | 120 | TED-A11042-1808-XSC-0109-0 | Trina Solar Co. Ltd. | HSEPL | TSM-325PD14 | [5 empty] | Bescom | HSEPL | Clean Solar Power Tumkur Private Limited | Meera Corporation Kr | 2023-03-15 | 12
CNHalli_Block2 | Modules | CNHalli_Block2_SMB1.7_S6 | PV Solar Module String |  | CNHalli_BLOCK_2_SMB1.7 | - | 13.44 | 320W | - | 42 | Modules | Main Inventry | In Operation |  | In Warranty | Trina Solar Co. Ltd. | 2017-09-26 | 2027-09-26 | 120 | TED-A11042-1808-XSC-0109-0 | Trina Solar Co. Ltd. | HSEPL | TSM-325PD14 | [5 empty] | Bescom | HSEPL | Clean Solar Power Tumkur Private Limited | Meera Corporation Kr | 2023-03-15 | 12
CNHalli_Block2 | Modules | CNHalli_Block2_SMB1.7_S7 | PV Solar Module String |  | CNHalli_BLOCK_2_SMB1.7 | - | 13.44 | 320W | - | 42 | Modules | Main Inventry | In Operation |  | In Warranty | Trina Solar Co. Ltd. | 2017-09-26 | 2027-09-26 | 120 | TED-A11042-1808-XSC-0109-0 | Trina Solar Co. Ltd. | HSEPL | TSM-325PD14 | [5 empty] | Bescom | HSEPL | Clean Solar Power Tumkur Private Limited | Meera Corporation Kr | 2023-03-15 | 12
CNHalli_Block2 | Modules | CNHalli_Block2_SMB1.7_S8 | PV Solar Module String |  | CNHalli_BLOCK_2_SMB1.7 | - | 13.44 | 320W | - | 42 | Modules | Main Inventry | In Operation |  | In Warranty | Trina Solar Co. Ltd. | 2017-09-26 | 2027-09-26 | 120 | TED-A11042-1808-XSC-0109-0 | Trina Solar Co. Ltd. | HSEPL | TSM-325PD14 | [5 empty] | Bescom | HSEPL | Clean Solar Power Tumkur Private Limited | Meera Corporation Kr | 2023-03-15 | 12
CNHalli_Block2 | Modules | CNHalli_Block2_SMB1.7_S9 | PV Solar Module String |  | CNHalli_BLOCK_2_SMB1.7 | - | 13.44 | 320W | - | 42 | Modules | Main Inventry | In Operation |  | In Warranty | Trina Solar Co. Ltd. | 2017-09-26 | 2027-09-26 | 120 | TED-A11042-1808-XSC-0109-0 | Trina Solar Co. Ltd. | HSEPL | TSM-325PD14 | [5 empty] | Bescom | HSEPL | Clean Solar Power Tumkur Private Limited | Meera Corporation Kr | 2023-03-15 | 12
CNHalli_Block2 | Modules | CNHalli_Block2_SMB1.7_S10 | PV Solar Module String |  | CNHalli_BLOCK_2_SMB1.8 | - | 13.44 | 320W | - | 42 | Modules | Main Inventry | In Operation |  | In Warranty | Trina Solar Co. Ltd. | 2017-09-26 | 2027-09-26 | 120 | TED-A11042-1808-XSC-0109-0 | Trina Solar Co. Ltd. | HSEPL | TSM-325PD14 | [5 empty] | Bescom | HSEPL | Clean Solar Power Tumkur Private Limited | Meera Corporation Kr | 2023-03-15 | 12
CNHalli_Block2 | Modules | CNHalli_Block2_SMB1.7_S11 | PV Solar Module String |  | CNHalli_BLOCK_2_SMB1.9 | - | 13.44 | 320W | - | 42 | Modules | Main Inventry | In Operation |  | In Warranty | Trina Solar Co. Ltd. | 2017-09-26 | 2027-09-26 | 120 | TED-A11042-1808-XSC-0109-0 | Trina Solar Co. Ltd. | HSEPL | TSM-325PD14 | [5 empty] | Bescom | HSEPL | Clean Solar Power Tumkur Private Limited | Meera Corporation Kr | 2023-03-15 | 12
CNHalli_Block2 | Modules | CNHalli_Block2_SMB1.7_S12 | PV Solar Module String |  | CNHalli_BLOCK_2_SMB1.10 | - | 13.44 | 320W | - | 42 | Modules | Main Inventry | In Operation |  | In Warranty | Trina Solar Co. Ltd. | 2017-09-26 | 2027-09-26 | 120 | TED-A11042-1808-XSC-0109-0 | Trina Solar Co. Ltd. | HSEPL | TSM-325PD14 | [5 empty] | Bescom | HSEPL | Clean Solar Power Tumkur Private Limited | Meera Corporation Kr | 2023-03-15 | 12
CNHalli_Block2 | Modules | CNHalli_Block2_SMB2.1_S1 | PV Solar Module String |  | CNHalli_BLOCK_2_SMB2.1 | - | 13.65 | 325W | - | 42 | Modules | Main Inventry | In Operation |  | In Warranty | Trina Solar Co. Ltd. | 2017-09-26 | 2027-09-26 | 120 | TED-A11042-1808-XSC-0109-0 | Trina Solar Co. Ltd. | HSEPL | TSM-325PD14 | [5 empty] | Bescom | HSEPL | Clean Solar Power Tumkur Private Limited | Meera Corporation Kr | 2023-03-15 | 12
CNHalli_Block2 | Modules | CNHalli_Block2_SMB2.1_S2 | PV Solar Module String |  | CNHalli_BLOCK_2_SMB2.1 | - | 13.65 | 325W | - | 42 | Modules | Main Inventry | In Operation |  | In Warranty | Trina Solar Co. Ltd. | 2017-09-26 | 2027-09-26 | 120 | TED-A11042-1808-XSC-0109-0 | Trina Solar Co. Ltd. | HSEPL | TSM-325PD14 | [5 empty] | Bescom | HSEPL | Clean Solar Power Tumkur Private Limited | Meera Corporation Kr | 2023-03-15 | 12
CNHalli_Block2 | Modules | CNHalli_Block2_SMB2.1_S3 | PV Solar Module String |  | CNHalli_BLOCK_2_SMB2.1 | - | 13.65 | 325W | - | 42 | Modules | Main Inventry | In Operation |  | In Warranty | Trina Solar Co. Ltd. | 2017-09-26 | 2027-09-26 | 120 | TED-A11042-1808-XSC-0109-0 | Trina Solar Co. Ltd. | HSEPL | TSM-325PD14 | [5 empty] | Bescom | HSEPL | Clean Solar Power Tumkur Private Limited | Meera Corporation Kr | 2023-03-15 | 12
CNHalli_Block2 | Modules | CNHalli_Block2_SMB2.1_S4 | PV Solar Module String |  | CNHalli_BLOCK_2_SMB2.1 | - | 13.65 | 325W | - | 42 | Modules | Main Inventry | In Operation |  | In Warranty | Trina Solar Co. Ltd. | 2017-09-26 | 2027-09-26 | 120 | TED-A11042-1808-XSC-0109-0 | Trina Solar Co. Ltd. | HSEPL | TSM-325PD14 | [5 empty] | Bescom | HSEPL | Clean Solar Power Tumkur Private Limited | Meera Corporation Kr | 2023-03-15 | 12
CNHalli_Block2 | Modules | CNHalli_Block2_SMB2.1_S5 | PV Solar Module String |  | CNHalli_BLOCK_2_SMB2.1 | - | 13.65 | 325W | - | 42 | Modules | Main Inventry | In Operation |  | In Warranty | Trina Solar Co. Ltd. | 2017-09-26 | 2027-09-26 | 120 | TED-A11042-1808-XSC-0109-0 | Trina Solar Co. Ltd. | HSEPL | TSM-325PD14 | [5 empty] | Bescom | HSEPL | Clean Solar Power Tumkur Private Limited | Meera Corporation Kr | 2023-03-15 | 12
CNHalli_Block2 | Modules | CNHalli_Block2_SMB2.1_S6 | PV Solar Module String |  | CNHalli_BLOCK_2_SMB2.1 | - | 13.65 | 325W | - | 42 | Modules | Main Inventry | In Operation |  | In Warranty | Trina Solar Co. Ltd. | 2017-09-26 | 2027-09-26 | 120 | TED-A11042-1808-XSC-0109-0 | Trina Solar Co. Ltd. | HSEPL | TSM-325PD14 | [5 empty] | Bescom | HSEPL | Clean Solar Power Tumkur Private Limited | Meera Corporation Kr | 2023-03-15 | 12
CNHalli_Block2 | Modules | CNHalli_Block2_SMB2.1_S7 | PV Solar Module String |  | CNHalli_BLOCK_2_SMB2.1 | - | 13.65 | 325W | - | 42 | Modules | Main Inventry | In Operation |  | In Warranty | Trina Solar Co. Ltd. | 2017-09-26 | 2027-09-26 | 120 | TED-A11042-1808-XSC-0109-0 | Trina Solar Co. Ltd. | HSEPL | TSM-325PD14 | [5 empty] | Bescom | HSEPL | Clean Solar Power Tumkur Private Limited | Meera Corporation Kr | 2023-03-15 | 12
CNHalli_Block2 | Modules | CNHalli_Block2_SMB2.1_S8 | PV Solar Module String |  | CNHalli_BLOCK_2_SMB2.1 | - | 13.65 | 325W | - | 42 | Modules | Main Inventry | In Operation |  | In Warranty | Trina Solar Co. Ltd. | 2017-09-26 | 2027-09-26 | 120 | TED-A11042-1808-XSC-0109-0 | Trina Solar Co. Ltd. | HSEPL | TSM-325PD14 | [5 empty] | Bescom | HSEPL | Clean Solar Power Tumkur Private Limited | Meera Corporation Kr | 2023-03-15 | 12
CNHalli_Block2 | Modules | CNHalli_Block2_SMB2.1_S9 | PV Solar Module String |  | CNHalli_BLOCK_2_SMB2.1 | - | 13.65 | 325W | - | 42 | Modules | Main Inventry | In Operation |  | In Warranty | Trina Solar Co. Ltd. | 2017-09-26 | 2027-09-26 | 120 | TED-A11042-1808-XSC-0109-0 | Trina Solar Co. Ltd. | HSEPL | TSM-325PD14 | [5 empty] | Bescom | HSEPL | Clean Solar Power Tumkur Private Limited | Meera Corporation Kr | 2023-03-15 | 12
CNHalli_Block2 | Modules | CNHalli_Block2_SMB2.1_S10 | PV Solar Module String |  | CNHalli_BLOCK_2_SMB2.1 | - | 13.65 | 325W | - | 42 | Modules | Main Inventry | In Operation |  | In Warranty | Trina Solar Co. Ltd. | 2017-09-26 | 2027-09-26 | 120 | TED-A11042-1808-XSC-0109-0 | Trina Solar Co. Ltd. | HSEPL | TSM-325PD14 | [5 empty] | Bescom | HSEPL | Clean Solar Power Tumkur Private Limited | Meera Corporation Kr | 2023-03-15 | 12
CNHalli_Block2 | Modules | CNHalli_Block2_SMB2.1_S11 | PV Solar Module String |  | CNHalli_BLOCK_2_SMB2.1 | - | 13.65 | 325W | - | 42 | Modules | Main Inventry | In Operation |  | In Warranty | Trina Solar Co. Ltd. | 2017-09-26 | 2027-09-26 | 120 | TED-A11042-1808-XSC-0109-0 | Trina Solar Co. Ltd. | HSEPL | TSM-325PD14 | [5 empty] | Bescom | HSEPL | Clean Solar Power Tumkur Private Limited | Meera Corporation Kr | 2023-03-15 | 12
CNHalli_Block2 | Modules | CNHalli_Block2_SMB2.1_S12 | PV Solar Module String |  | CNHalli_BLOCK_2_SMB2.1 | - | 13.65 | 325W | - | 42 | Modules | Main Inventry | In Operation |  | In Warranty | Trina Solar Co. Ltd. | 2017-09-26 | 2027-09-26 | 120 | TED-A11042-1808-XSC-0109-0 | Trina Solar Co. Ltd. | HSEPL | TSM-325PD14 | [5 empty] | Bescom | HSEPL | Clean Solar Power Tumkur Private Limited | Meera Corporation Kr | 2023-03-15 | 12
CNHalli_Block2 | Modules | CNHalli_Block2_SMB2.2_S1 | PV Solar Module String |  | CNHalli_BLOCK_2_SMB2.2 | - | 13.65 | 325W | - | 42 | Modules | Main Inventry | In Operation |  | In Warranty | Trina Solar Co. Ltd. | 2017-09-26 | 2027-09-26 | 120 | TED-A11042-1808-XSC-0109-0 | Trina Solar Co. Ltd. | HSEPL | TSM-325PD14 | [5 empty] | Bescom | HSEPL | Clean Solar Power Tumkur Private Limited | Meera Corporation Kr | 2023-03-15 | 12
CNHalli_Block2 | Modules | CNHalli_Block2_SMB2.2_S2 | PV Solar Module String |  | CNHalli_BLOCK_2_SMB2.2 | - | 13.65 | 325W | - | 42 | Modules | Main Inventry | In Operation |  | In Warranty | Trina Solar Co. Ltd. | 2017-09-26 | 2027-09-26 | 120 | TED-A11042-1808-XSC-0109-0 | Trina Solar Co. Ltd. | HSEPL | TSM-325PD14 | [5 empty] | Bescom | HSEPL | Clean Solar Power Tumkur Private Limited | Meera Corporation Kr | 2023-03-15 | 12
CNHalli_Block2 | Modules | CNHalli_Block2_SMB2.2_S3 | PV Solar Module String |  | CNHalli_BLOCK_2_SMB2.2 | - | 13.65 | 325W | - | 42 | Modules | Main Inventry | In Operation |  | In Warranty | Trina Solar Co. Ltd. | 2017-09-26 | 2027-09-26 | 120 | TED-A11042-1808-XSC-0109-0 | Trina Solar Co. Ltd. | HSEPL | TSM-325PD14 | [5 empty] | Bescom | HSEPL | Clean Solar Power Tumkur Private Limited | Meera Corporation Kr | 2023-03-15 | 12
CNHalli_Block2 | Modules | CNHalli_Block2_SMB2.2_S4 | PV Solar Module String |  | CNHalli_BLOCK_2_SMB2.2 | - | 13.65 | 325W | - | 42 | Modules | Main Inventry | In Operation |  | In Warranty | Trina Solar Co. Ltd. | 2017-09-26 | 2027-09-26 | 120 | TED-A11042-1808-XSC-0109-0 | Trina Solar Co. Ltd. | HSEPL | TSM-325PD14 | [5 empty] | Bescom | HSEPL | Clean Solar Power Tumkur Private Limited | Meera Corporation Kr | 2023-03-15 | 12
CNHalli_Block2 | Modules | CNHalli_Block2_SMB2.2_S5 | PV Solar Module String |  | CNHalli_BLOCK_2_SMB2.2 | - | 13.65 | 325W | - | 42 | Modules | Main Inventry | In Operation |  | In Warranty | Trina Solar Co. Ltd. | 2017-09-26 | 2027-09-26 | 120 | TED-A11042-1808-XSC-0109-0 | Trina Solar Co. Ltd. | HSEPL | TSM-325PD14 | [5 empty] | Bescom | HSEPL | Clean Solar Power Tumkur Private Limited | Meera Corporation Kr | 2023-03-15 | 12
CNHalli_Block2 | Modules | CNHalli_Block2_SMB2.2_S6 | PV Solar Module String |  | CNHalli_BLOCK_2_SMB2.2 | - | 13.65 | 325W | - | 42 | Modules | Main Inventry | In Operation |  | In Warranty | Trina Solar Co. Ltd. | 2017-09-26 | 2027-09-26 | 120 | TED-A11042-1808-XSC-0109-0 | Trina Solar Co. Ltd. | HSEPL | TSM-325PD14 | [5 empty] | Bescom | HSEPL | Clean Solar Power Tumkur Private Limited | Meera Corporation Kr | 2023-03-15 | 12
CNHalli_Block2 | Modules | CNHalli_Block2_SMB2.2_S7 | PV Solar Module String |  | CNHalli_BLOCK_2_SMB2.2 | - | 13.65 | 325W | - | 42 | Modules | Main Inventry | In Operation |  | In Warranty | Trina Solar Co. Ltd. | 2017-09-26 | 2027-09-26 | 120 | TED-A11042-1808-XSC-0109-0 | Trina Solar Co. Ltd. | HSEPL | TSM-325PD14 | [5 empty] | Bescom | HSEPL | Clean Solar Power Tumkur Private Limited | Meera Corporation Kr | 2023-03-15 | 12
CNHalli_Block2 | Modules | CNHalli_Block2_SMB2.2_S8 | PV Solar Module String |  | CNHalli_BLOCK_2_SMB2.2 | - | 13.65 | 325W | - | 42 | Modules | Main Inventry | In Operation |  | In Warranty | Trina Solar Co. Ltd. | 2017-09-26 | 2027-09-26 | 120 | TED-A11042-1808-XSC-0109-0 | Trina Solar Co. Ltd. | HSEPL | TSM-325PD14 | [5 empty] | Bescom | HSEPL | Clean Solar Power Tumkur Private Limited | Meera Corporation Kr | 2023-03-15 | 12
CNHalli_Block2 | Modules | CNHalli_Block2_SMB2.2_S9 | PV Solar Module String |  | CNHalli_BLOCK_2_SMB2.2 | - | 13.65 | 325W | - | 42 | Modules | Main Inventry | In Operation |  | In Warranty | Trina Solar Co. Ltd. | 2017-09-26 | 2027-09-26 | 120 | TED-A11042-1808-XSC-0109-0 | Trina Solar Co. Ltd. | HSEPL | TSM-325PD14 | [5 empty] | Bescom | HSEPL | Clean Solar Power Tumkur Private Limited | Meera Corporation Kr | 2023-03-15 | 12
CNHalli_Block2 | Modules | CNHalli_Block2_SMB2.2_S10 | PV Solar Module String |  | CNHalli_BLOCK_2_SMB2.2 | - | 13.65 | 325W | - | 42 | Modules | Main Inventry | In Operation |  | In Warranty | Trina Solar Co. Ltd. | 2017-09-26 | 2027-09-26 | 120 | TED-A11042-1808-XSC-0109-0 | Trina Solar Co. Ltd. | HSEPL | TSM-325PD14 | [5 empty] | Bescom | HSEPL | Clean Solar Power Tumkur Private Limited | Meera Corporation Kr | 2023-03-15 | 12
CNHalli_Block2 | Modules | CNHalli_Block2_SMB2.2_S11 | PV Solar Module String |  | CNHalli_BLOCK_2_SMB2.2 | - | 13.65 | 325W | - | 42 | Modules | Main Inventry | In Operation |  | In Warranty | Trina Solar Co. Ltd. | 2017-09-26 | 2027-09-26 | 120 | TED-A11042-1808-XSC-0109-0 | Trina Solar Co. Ltd. | HSEPL | TSM-325PD14 | [5 empty] | Bescom | HSEPL | Clean Solar Power Tumkur Private Limited | Meera Corporation Kr | 2023-03-15 | 12
CNHalli_Block2 | Modules | CNHalli_Block2_SMB2.2_S12 | PV Solar Module String |  | CNHalli_BLOCK_2_SMB2.2 | - | 13.65 | 325W | - | 42 | Modules | Main Inventry | In Operation |  | In Warranty | Trina Solar Co. Ltd. | 2017-09-26 | 2027-09-26 | 120 | TED-A11042-1808-XSC-0109-0 | Trina Solar Co. Ltd. | HSEPL | TSM-325PD14 | [5 empty] | Bescom | HSEPL | Clean Solar Power Tumkur Private Limited | Meera Corporation Kr | 2023-03-15 | 12
CNHalli_Block2 | Modules | CNHalli_Block2_SMB2.3_S1 | PV Solar Module String |  | CNHalli_BLOCK_2_SMB2.3 | - | 13.65 | 325W | - | 42 | Modules | Main Inventry | In Operation |  | In Warranty | Trina Solar Co. Ltd. | 2017-09-26 | 2027-09-26 | 120 | TED-A11042-1808-XSC-0109-0 | Trina Solar Co. Ltd. | HSEPL | TSM-325PD14 | [5 empty] | Bescom | HSEPL | Clean Solar Power Tumkur Private Limited | Meera Corporation Kr | 2023-03-15 | 12
CNHalli_Block2 | Modules | CNHalli_Block2_SMB2.3_S2 | PV Solar Module String |  | CNHalli_BLOCK_2_SMB2.3 | - | 13.65 | 325W | - | 42 | Modules | Main Inventry | In Operation |  | In Warranty | Trina Solar Co. Ltd. | 2017-09-26 | 2027-09-26 | 120 | TED-A11042-1808-XSC-0109-0 | Trina Solar Co. Ltd. | HSEPL | TSM-325PD14 | [5 empty] | Bescom | HSEPL | Clean Solar Power Tumkur Private Limited | Meera Corporation Kr | 2023-03-15 | 12
CNHalli_Block2 | Modules | CNHalli_Block2_SMB2.3_S3 | PV Solar Module String |  | CNHalli_BLOCK_2_SMB2.3 | - | 13.65 | 325W | - | 42 | Modules | Main Inventry | In Operation |  | In Warranty | Trina Solar Co. Ltd. | 2017-09-26 | 2027-09-26 | 120 | TED-A11042-1808-XSC-0109-0 | Trina Solar Co. Ltd. | HSEPL | TSM-325PD14 | [5 empty] | Bescom | HSEPL | Clean Solar Power Tumkur Private Limited | Meera Corporation Kr | 2023-03-15 | 12
CNHalli_Block2 | Modules | CNHalli_Block2_SMB2.3_S4 | PV Solar Module String |  | CNHalli_BLOCK_2_SMB2.3 | - | 13.65 | 325W | - | 42 | Modules | Main Inventry | In Operation |  | In Warranty | Trina Solar Co. Ltd. | 2017-09-26 | 2027-09-26 | 120 | TED-A11042-1808-XSC-0109-0 | Trina Solar Co. Ltd. | HSEPL | TSM-325PD14 | [5 empty] | Bescom | HSEPL | Clean Solar Power Tumkur Private Limited | Meera Corporation Kr | 2023-03-15 | 12
CNHalli_Block2 | Modules | CNHalli_Block2_SMB2.3_S5 | PV Solar Module String |  | CNHalli_BLOCK_2_SMB2.3 | - | 13.65 | 325W | - | 42 | Modules | Main Inventry | In Operation |  | In Warranty | Trina Solar Co. Ltd. | 2017-09-26 | 2027-09-26 | 120 | TED-A11042-1808-XSC-0109-0 | Trina Solar Co. Ltd. | HSEPL | TSM-325PD14 | [5 empty] | Bescom | HSEPL | Clean Solar Power Tumkur Private Limited | Meera Corporation Kr | 2023-03-15 | 12
CNHalli_Block2 | Modules | CNHalli_Block2_SMB2.3_S6 | PV Solar Module String |  | CNHalli_BLOCK_2_SMB2.3 | - | 13.65 | 325W | - | 42 | Modules | Main Inventry | In Operation |  | In Warranty | Trina Solar Co. Ltd. | 2017-09-26 | 2027-09-26 | 120 | TED-A11042-1808-XSC-0109-0 | Trina Solar Co. Ltd. | HSEPL | TSM-325PD14 | [5 empty] | Bescom | HSEPL | Clean Solar Power Tumkur Private Limited | Meera Corporation Kr | 2023-03-15 | 12
CNHalli_Block2 | Modules | CNHalli_Block2_SMB2.3_S7 | PV Solar Module String |  | CNHalli_BLOCK_2_SMB2.3 | - | 13.65 | 325W | - | 42 | Modules | Main Inventry | In Operation |  | In Warranty | Trina Solar Co. Ltd. | 2017-09-26 | 2027-09-26 | 120 | TED-A11042-1808-XSC-0109-0 | Trina Solar Co. Ltd. | HSEPL | TSM-325PD14 | [5 empty] | Bescom | HSEPL | Clean Solar Power Tumkur Private Limited | Meera Corporation Kr | 2023-03-15 | 12
CNHalli_Block2 | Modules | CNHalli_Block2_SMB2.3_S8 | PV Solar Module String |  | CNHalli_BLOCK_2_SMB2.3 | - | 13.65 | 325W | - | 42 | Modules | Main Inventry | In Operation |  | In Warranty | Trina Solar Co. Ltd. | 2017-09-26 | 2027-09-26 | 120 | TED-A11042-1808-XSC-0109-0 | Trina Solar Co. Ltd. | HSEPL | TSM-325PD14 | [5 empty] | Bescom | HSEPL | Clean Solar Power Tumkur Private Limited | Meera Corporation Kr | 2023-03-15 | 12
CNHalli_Block2 | Modules | CNHalli_Block2_SMB2.3_S9 | PV Solar Module String |  | CNHalli_BLOCK_2_SMB2.3 | - | 13.65 | 325W | - | 42 | Modules | Main Inventry | In Operation |  | In Warranty | Trina Solar Co. Ltd. | 2017-09-26 | 2027-09-26 | 120 | TED-A11042-1808-XSC-0109-0 | Trina Solar Co. Ltd. | HSEPL | TSM-325PD14 | [5 empty] | Bescom | HSEPL | Clean Solar Power Tumkur Private Limited | Meera Corporation Kr | 2023-03-15 | 12
CNHalli_Block2 | Modules | CNHalli_Block2_SMB2.3_S10 | PV Solar Module String |  | CNHalli_BLOCK_2_SMB2.3 | - | 13.65 | 325W | - | 42 | Modules | Main Inventry | In Operation |  | In Warranty | Trina Solar Co. Ltd. | 2017-09-26 | 2027-09-26 | 120 | TED-A11042-1808-XSC-0109-0 | Trina Solar Co. Ltd. | HSEPL | TSM-325PD14 | [5 empty] | Bescom | HSEPL | Clean Solar Power Tumkur Private Limited | Meera Corporation Kr | 2023-03-15 | 12
CNHalli_Block2 | Modules | CNHalli_Block2_SMB2.3_S11 | PV Solar Module String |  | CNHalli_BLOCK_2_SMB2.3 | - | 13.65 | 325W | - | 42 | Modules | Main Inventry | In Operation |  | In Warranty | Trina Solar Co. Ltd. | 2017-09-26 | 2027-09-26 | 120 | TED-A11042-1808-XSC-0109-0 | Trina Solar Co. Ltd. | HSEPL | TSM-325PD14 | [5 empty] | Bescom | HSEPL | Clean Solar Power Tumkur Private Limited | Meera Corporation Kr | 2023-03-15 | 12
CNHalli_Block2 | Modules | CNHalli_Block2_SMB2.3_S12 | PV Solar Module String |  | CNHalli_BLOCK_2_SMB2.3 | - | 13.65 | 325W | - | 42 | Modules | Main Inventry | In Operation |  | In Warranty | Trina Solar Co. Ltd. | 2017-09-26 | 2027-09-26 | 120 | TED-A11042-1808-XSC-0109-0 | Trina Solar Co. Ltd. | HSEPL | TSM-325PD14 | [5 empty] | Bescom | HSEPL | Clean Solar Power Tumkur Private Limited | Meera Corporation Kr | 2023-03-15 | 12
CNHalli_Block2 | Modules | CNHalli_Block2_SMB2.4_S1 | PV Solar Module String |  | CNHalli_BLOCK_2_SMB2.4 | - | 13.65 | 325W | - | 42 | Modules | Main Inventry | In Operation |  | In Warranty | Trina Solar Co. Ltd. | 2017-09-26 | 2027-09-26 | 120 | TED-A11042-1808-XSC-0109-0 | Trina Solar Co. Ltd. | HSEPL | TSM-325PD14 | [5 empty] | Bescom | HSEPL | Clean Solar Power Tumkur Private Limited | Meera Corporation Kr | 2023-03-15 | 12
CNHalli_Block2 | Modules | CNHalli_Block2_SMB2.4_S2 | PV Solar Module String |  | CNHalli_BLOCK_2_SMB2.4 | - | 13.65 | 325W | - | 42 | Modules | Main Inventry | In Operation |  | In Warranty | Trina Solar Co. Ltd. | 2017-09-26 | 2027-09-26 | 120 | TED-A11042-1808-XSC-0109-0 | Trina Solar Co. Ltd. | HSEPL | TSM-325PD14 | [5 empty] | Bescom | HSEPL | Clean Solar Power Tumkur Private Limited | Meera Corporation Kr | 2023-03-15 | 12
CNHalli_Block2 | Modules | CNHalli_Block2_SMB2.4_S3 | PV Solar Module String |  | CNHalli_BLOCK_2_SMB2.4 | - | 13.65 | 325W | - | 42 | Modules | Main Inventry | In Operation |  | In Warranty | Trina Solar Co. Ltd. | 2017-09-26 | 2027-09-26 | 120 | TED-A11042-1808-XSC-0109-0 | Trina Solar Co. Ltd. | HSEPL | TSM-325PD14 | [5 empty] | Bescom | HSEPL | Clean Solar Power Tumkur Private Limited | Meera Corporation Kr | 2023-03-15 | 12
CNHalli_Block2 | Modules | CNHalli_Block2_SMB2.4_S4 | PV Solar Module String |  | CNHalli_BLOCK_2_SMB2.4 | - | 13.65 | 325W | - | 42 | Modules | Main Inventry | In Operation |  | In Warranty | Trina Solar Co. Ltd. | 2017-09-26 | 2027-09-26 | 120 | TED-A11042-1808-XSC-0109-0 | Trina Solar Co. Ltd. | HSEPL | TSM-325PD14 | [5 empty] | Bescom | HSEPL | Clean Solar Power Tumkur Private Limited | Meera Corporation Kr | 2023-03-15 | 12
CNHalli_Block2 | Modules | CNHalli_Block2_SMB2.4_S5 | PV Solar Module String |  | CNHalli_BLOCK_2_SMB2.4 | - | 13.65 | 325W | - | 42 | Modules | Main Inventry | In Operation |  | In Warranty | Trina Solar Co. Ltd. | 2017-09-26 | 2027-09-26 | 120 | TED-A11042-1808-XSC-0109-0 | Trina Solar Co. Ltd. | HSEPL | TSM-325PD14 | [5 empty] | Bescom | HSEPL | Clean Solar Power Tumkur Private Limited | Meera Corporation Kr | 2023-03-15 | 12
CNHalli_Block2 | Modules | CNHalli_Block2_SMB2.4_S6 | PV Solar Module String |  | CNHalli_BLOCK_2_SMB2.4 | - | 13.65 | 325W | - | 42 | Modules | Main Inventry | In Operation |  | In Warranty | Trina Solar Co. Ltd. | 2017-09-26 | 2027-09-26 | 120 | TED-A11042-1808-XSC-0109-0 | Trina Solar Co. Ltd. | HSEPL | TSM-325PD14 | [5 empty] | Bescom | HSEPL | Clean Solar Power Tumkur Private Limited | Meera Corporation Kr | 2023-03-15 | 12
CNHalli_Block2 | Modules | CNHalli_Block2_SMB2.4_S7 | PV Solar Module String |  | CNHalli_BLOCK_2_SMB2.4 | - | 13.65 | 325W | - | 42 | Modules | Main Inventry | In Operation |  | In Warranty | Trina Solar Co. Ltd. | 2017-09-26 | 2027-09-26 | 120 | TED-A11042-1808-XSC-0109-0 | Trina Solar Co. Ltd. | HSEPL | TSM-325PD14 | [5 empty] | Bescom | HSEPL | Clean Solar Power Tumkur Private Limited | Meera Corporation Kr | 2023-03-15 | 12
CNHalli_Block2 | Modules | CNHalli_Block2_SMB2.4_S8 | PV Solar Module String |  | CNHalli_BLOCK_2_SMB2.4 | - | 13.65 | 325W | - | 42 | Modules | Main Inventry | In Operation |  | In Warranty | Trina Solar Co. Ltd. | 2017-09-26 | 2027-09-26 | 120 | TED-A11042-1808-XSC-0109-0 | Trina Solar Co. Ltd. | HSEPL | TSM-325PD14 | [5 empty] | Bescom | HSEPL | Clean Solar Power Tumkur Private Limited | Meera Corporation Kr | 2023-03-15 | 12
CNHalli_Block2 | Modules | CNHalli_Block2_SMB2.4_S9 | PV Solar Module String |  | CNHalli_BLOCK_2_SMB2.4 | - | 13.65 | 325W | - | 42 | Modules | Main Inventry | In Operation |  | In Warranty | Trina Solar Co. Ltd. | 2017-09-26 | 2027-09-26 | 120 | TED-A11042-1808-XSC-0109-0 | Trina Solar Co. Ltd. | HSEPL | TSM-325PD14 | [5 empty] | Bescom | HSEPL | Clean Solar Power Tumkur Private Limited | Meera Corporation Kr | 2023-03-15 | 12
CNHalli_Block2 | Modules | CNHalli_Block2_SMB2.4_S10 | PV Solar Module String |  | CNHalli_BLOCK_2_SMB2.4 | - | 13.65 | 325W | - | 42 | Modules | Main Inventry | In Operation |  | In Warranty | Trina Solar Co. Ltd. | 2017-09-26 | 2027-09-26 | 120 | TED-A11042-1808-XSC-0109-0 | Trina Solar Co. Ltd. | HSEPL | TSM-325PD14 | [5 empty] | Bescom | HSEPL | Clean Solar Power Tumkur Private Limited | Meera Corporation Kr | 2023-03-15 | 12
CNHalli_Block2 | Modules | CNHalli_Block2_SMB2.4_S11 | PV Solar Module String |  | CNHalli_BLOCK_2_SMB2.4 | - | 13.65 | 325W | - | 42 | Modules | Main Inventry | In Operation |  | In Warranty | Trina Solar Co. Ltd. | 2017-09-26 | 2027-09-26 | 120 | TED-A11042-1808-XSC-0109-0 | Trina Solar Co. Ltd. | HSEPL | TSM-325PD14 | [5 empty] | Bescom | HSEPL | Clean Solar Power Tumkur Private Limited | Meera Corporation Kr | 2023-03-15 | 12
CNHalli_Block2 | Modules | CNHalli_Block2_SMB2.4_S12 | PV Solar Module String |  | CNHalli_BLOCK_2_SMB2.4 | - | 13.65 | 325W | - | 42 | Modules | Main Inventry | In Operation |  | In Warranty | Trina Solar Co. Ltd. | 2017-09-26 | 2027-09-26 | 120 | TED-A11042-1808-XSC-0109-0 | Trina Solar Co. Ltd. | HSEPL | TSM-325PD14 | [5 empty] | Bescom | HSEPL | Clean Solar Power Tumkur Private Limited | Meera Corporation Kr | 2023-03-15 | 12
CNHalli_Block2 | Modules | CNHalli_Block2_SMB2.5_S1 | PV Solar Module String |  | CNHalli_BLOCK_2_SMB2.5 | - | 13.65 | 325W | - | 42 | Modules | Main Inventry | In Operation |  | In Warranty | Trina Solar Co. Ltd. | 2017-09-26 | 2027-09-26 | 120 | TED-A11042-1808-XSC-0109-0 | Trina Solar Co. Ltd. | HSEPL | TSM-325PD14 | [5 empty] | Bescom | HSEPL | Clean Solar Power Tumkur Private Limited | Meera Corporation Kr | 2023-03-15 | 12
CNHalli_Block2 | Modules | CNHalli_Block2_SMB2.5_S2 | PV Solar Module String |  | CNHalli_BLOCK_2_SMB2.5 | - | 13.65 | 325W | - | 42 | Modules | Main Inventry | In Operation |  | In Warranty | Trina Solar Co. Ltd. | 2017-09-26 | 2027-09-26 | 120 | TED-A11042-1808-XSC-0109-0 | Trina Solar Co. Ltd. | HSEPL | TSM-325PD14 | [5 empty] | Bescom | HSEPL | Clean Solar Power Tumkur Private Limited | Meera Corporation Kr | 2023-03-15 | 12
CNHalli_Block2 | Modules | CNHalli_Block2_SMB2.5_S3 | PV Solar Module String |  | CNHalli_BLOCK_2_SMB2.5 | - | 13.65 | 325W | - | 42 | Modules | Main Inventry | In Operation |  | In Warranty | Trina Solar Co. Ltd. | 2017-09-26 | 2027-09-26 | 120 | TED-A11042-1808-XSC-0109-0 | Trina Solar Co. Ltd. | HSEPL | TSM-325PD14 | [5 empty] | Bescom | HSEPL | Clean Solar Power Tumkur Private Limited | Meera Corporation Kr | 2023-03-15 | 12
CNHalli_Block2 | Modules | CNHalli_Block2_SMB2.5_S4 | PV Solar Module String |  | CNHalli_BLOCK_2_SMB2.5 | - | 13.65 | 325W | - | 42 | Modules | Main Inventry | In Operation |  | In Warranty | Trina Solar Co. Ltd. | 2017-09-26 | 2027-09-26 | 120 | TED-A11042-1808-XSC-0109-0 | Trina Solar Co. Ltd. | HSEPL | TSM-325PD14 | [5 empty] | Bescom | HSEPL | Clean Solar Power Tumkur Private Limited | Meera Corporation Kr | 2023-03-15 | 12
CNHalli_Block2 | Modules | CNHalli_Block2_SMB2.5_S5 | PV Solar Module String |  | CNHalli_BLOCK_2_SMB2.5 | - | 13.65 | 325W | - | 42 | Modules | Main Inventry | In Operation |  | In Warranty | Trina Solar Co. Ltd. | 2017-09-26 | 2027-09-26 | 120 | TED-A11042-1808-XSC-0109-0 | Trina Solar Co. Ltd. | HSEPL | TSM-325PD14 | [5 empty] | Bescom | HSEPL | Clean Solar Power Tumkur Private Limited | Meera Corporation Kr | 2023-03-15 | 12
CNHalli_Block2 | Modules | CNHalli_Block2_SMB2.5_S6 | PV Solar Module String |  | CNHalli_BLOCK_2_SMB2.5 | - | 13.65 | 325W | - | 42 | Modules | Main Inventry | In Operation |  | In Warranty | Trina Solar Co. Ltd. | 2017-09-26 | 2027-09-26 | 120 | TED-A11042-1808-XSC-0109-0 | Trina Solar Co. Ltd. | HSEPL | TSM-325PD14 | [5 empty] | Bescom | HSEPL | Clean Solar Power Tumkur Private Limited | Meera Corporation Kr | 2023-03-15 | 12
CNHalli_Block2 | Modules | CNHalli_Block2_SMB2.5_S7 | PV Solar Module String |  | CNHalli_BLOCK_2_SMB2.5 | - | 13.65 | 325W | - | 42 | Modules | Main Inventry | In Operation |  | In Warranty | Trina Solar Co. Ltd. | 2017-09-26 | 2027-09-26 | 120 | TED-A11042-1808-XSC-0109-0 | Trina Solar Co. Ltd. | HSEPL | TSM-325PD14 | [5 empty] | Bescom | HSEPL | Clean Solar Power Tumkur Private Limited | Meera Corporation Kr | 2023-03-15 | 12
CNHalli_Block2 | Modules | CNHalli_Block2_SMB2.5_S8 | PV Solar Module String |  | CNHalli_BLOCK_2_SMB2.5 | - | 13.65 | 325W | - | 42 | Modules | Main Inventry | In Operation |  | In Warranty | Trina Solar Co. Ltd. | 2017-09-26 | 2027-09-26 | 120 | TED-A11042-1808-XSC-0109-0 | Trina Solar Co. Ltd. | HSEPL | TSM-325PD14 | [5 empty] | Bescom | HSEPL | Clean Solar Power Tumkur Private Limited | Meera Corporation Kr | 2023-03-15 | 12
CNHalli_Block2 | Modules | CNHalli_Block2_SMB2.5_S9 | PV Solar Module String |  | CNHalli_BLOCK_2_SMB2.5 | - | 13.65 | 325W | - | 42 | Modules | Main Inventry | In Operation |  | In Warranty | Trina Solar Co. Ltd. | 2017-09-26 | 2027-09-26 | 120 | TED-A11042-1808-XSC-0109-0 | Trina Solar Co. Ltd. | HSEPL | TSM-325PD14 | [5 empty] | Bescom | HSEPL | Clean Solar Power Tumkur Private Limited | Meera Corporation Kr | 2023-03-15 | 12
CNHalli_Block2 | Modules | CNHalli_Block2_SMB2.5_S10 | PV Solar Module String |  | CNHalli_BLOCK_2_SMB2.5 | - | 13.65 | 325W | - | 42 | Modules | Main Inventry | In Operation |  | In Warranty | Trina Solar Co. Ltd. | 2017-09-26 | 2027-09-26 | 120 | TED-A11042-1808-XSC-0109-0 | Trina Solar Co. Ltd. | HSEPL | TSM-325PD14 | [5 empty] | Bescom | HSEPL | Clean Solar Power Tumkur Private Limited | Meera Corporation Kr | 2023-03-15 | 12
CNHalli_Block2 | Modules | CNHalli_Block2_SMB2.5_S11 | PV Solar Module String |  | CNHalli_BLOCK_2_SMB2.5 | - | 13.65 | 325W | - | 42 | Modules | Main Inventry | In Operation |  | In Warranty | Trina Solar Co. Ltd. | 2017-09-26 | 2027-09-26 | 120 | TED-A11042-1808-XSC-0109-0 | Trina Solar Co. Ltd. | HSEPL | TSM-325PD14 | [5 empty] | Bescom | HSEPL | Clean Solar Power Tumkur Private Limited | Meera Corporation Kr | 2023-03-15 | 12
CNHalli_Block2 | Modules | CNHalli_Block2_SMB2.5_S12 | PV Solar Module String |  | CNHalli_BLOCK_2_SMB2.5 | - | 13.65 | 325W | - | 42 | Modules | Main Inventry | In Operation |  | In Warranty | Trina Solar Co. Ltd. | 2017-09-26 | 2027-09-26 | 120 | TED-A11042-1808-XSC-0109-0 | Trina Solar Co. Ltd. | HSEPL | TSM-325PD14 | [5 empty] | Bescom | HSEPL | Clean Solar Power Tumkur Private Limited | Meera Corporation Kr | 2023-03-15 | 12
CNHalli_Block2 | Modules | CNHalli_Block2_SMB2.6_S1 | PV Solar Module String |  | CNHalli_BLOCK_2_SMB2.6 | - | 13.65 | 325W | - | 42 | Modules | Main Inventry | In Operation |  | In Warranty | Trina Solar Co. Ltd. | 2017-09-26 | 2027-09-26 | 120 | TED-A11042-1808-XSC-0109-0 | Trina Solar Co. Ltd. | HSEPL | TSM-325PD14 | [5 empty] | Bescom | HSEPL | Clean Solar Power Tumkur Private Limited | Meera Corporation Kr | 2023-03-15 | 12
CNHalli_Block2 | Modules | CNHalli_Block2_SMB2.6_S2 | PV Solar Module String |  | CNHalli_BLOCK_2_SMB2.6 | - | 13.65 | 325W | - | 42 | Modules | Main Inventry | In Operation |  | In Warranty | Trina Solar Co. Ltd. | 2017-09-26 | 2027-09-26 | 120 | TED-A11042-1808-XSC-0109-0 | Trina Solar Co. Ltd. | HSEPL | TSM-325PD14 | [5 empty] | Bescom | HSEPL | Clean Solar Power Tumkur Private Limited | Meera Corporation Kr | 2023-03-15 | 12
CNHalli_Block2 | Modules | CNHalli_Block2_SMB2.6_S3 | PV Solar Module String |  | CNHalli_BLOCK_2_SMB2.6 | - | 13.65 | 325W | - | 42 | Modules | Main Inventry | In Operation |  | In Warranty | Trina Solar Co. Ltd. | 2017-09-26 | 2027-09-26 | 120 | TED-A11042-1808-XSC-0109-0 | Trina Solar Co. Ltd. | HSEPL | TSM-325PD14 | [5 empty] | Bescom | HSEPL | Clean Solar Power Tumkur Private Limited | Meera Corporation Kr | 2023-03-15 | 12
CNHalli_Block2 | Modules | CNHalli_Block2_SMB2.6_S4 | PV Solar Module String |  | CNHalli_BLOCK_2_SMB2.6 | - | 13.65 | 325W | - | 42 | Modules | Main Inventry | In Operation |  | In Warranty | Trina Solar Co. Ltd. | 2017-09-26 | 2027-09-26 | 120 | TED-A11042-1808-XSC-0109-0 | Trina Solar Co. Ltd. | HSEPL | TSM-325PD14 | [5 empty] | Bescom | HSEPL | Clean Solar Power Tumkur Private Limited | Meera Corporation Kr | 2023-03-15 | 12
CNHalli_Block2 | Modules | CNHalli_Block2_SMB2.6_S5 | PV Solar Module String |  | CNHalli_BLOCK_2_SMB2.6 | - | 13.65 | 325W | - | 42 | Modules | Main Inventry | In Operation |  | In Warranty | Trina Solar Co. Ltd. | 2017-09-26 | 2027-09-26 | 120 | TED-A11042-1808-XSC-0109-0 | Trina Solar Co. Ltd. | HSEPL | TSM-325PD14 | [5 empty] | Bescom | HSEPL | Clean Solar Power Tumkur Private Limited | Meera Corporation Kr | 2023-03-15 | 12
CNHalli_Block2 | Modules | CNHalli_Block2_SMB2.6_S6 | PV Solar Module String |  | CNHalli_BLOCK_2_SMB2.6 | - | 13.65 | 325W | - | 42 | Modules | Main Inventry | In Operation |  | In Warranty | Trina Solar Co. Ltd. | 2017-09-26 | 2027-09-26 | 120 | TED-A11042-1808-XSC-0109-0 | Trina Solar Co. Ltd. | HSEPL | TSM-325PD14 | [5 empty] | Bescom | HSEPL | Clean Solar Power Tumkur Private Limited | Meera Corporation Kr | 2023-03-15 | 12
CNHalli_Block2 | Modules | CNHalli_Block2_SMB2.6_S7 | PV Solar Module String |  | CNHalli_BLOCK_2_SMB2.6 | - | 13.65 | 325W | - | 42 | Modules | Main Inventry | In Operation |  | In Warranty | Trina Solar Co. Ltd. | 2017-09-26 | 2027-09-26 | 120 | TED-A11042-1808-XSC-0109-0 | Trina Solar Co. Ltd. | HSEPL | TSM-325PD14 | [5 empty] | Bescom | HSEPL | Clean Solar Power Tumkur Private Limited | Meera Corporation Kr | 2023-03-15 | 12
CNHalli_Block2 | Modules | CNHalli_Block2_SMB2.6_S8 | PV Solar Module String |  | CNHalli_BLOCK_2_SMB2.6 | - | 13.65 | 325W | - | 42 | Modules | Main Inventry | In Operation |  | In Warranty | Trina Solar Co. Ltd. | 2017-09-26 | 2027-09-26 | 120 | TED-A11042-1808-XSC-0109-0 | Trina Solar Co. Ltd. | HSEPL | TSM-325PD14 | [5 empty] | Bescom | HSEPL | Clean Solar Power Tumkur Private Limited | Meera Corporation Kr | 2023-03-15 | 12
CNHalli_Block2 | Modules | CNHalli_Block2_SMB2.6_S9 | PV Solar Module String |  | CNHalli_BLOCK_2_SMB2.6 | - | 13.65 | 325W | - | 42 | Modules | Main Inventry | In Operation |  | In Warranty | Trina Solar Co. Ltd. | 2017-09-26 | 2027-09-26 | 120 | TED-A11042-1808-XSC-0109-0 | Trina Solar Co. Ltd. | HSEPL | TSM-325PD14 | [5 empty] | Bescom | HSEPL | Clean Solar Power Tumkur Private Limited | Meera Corporation Kr | 2023-03-15 | 12
CNHalli_Block2 | Modules | CNHalli_Block2_SMB2.6_S10 | PV Solar Module String |  | CNHalli_BLOCK_2_SMB2.6 | - | 13.65 | 325W | - | 42 | Modules | Main Inventry | In Operation |  | In Warranty | Trina Solar Co. Ltd. | 2017-09-26 | 2027-09-26 | 120 | TED-A11042-1808-XSC-0109-0 | Trina Solar Co. Ltd. | HSEPL | TSM-325PD14 | [5 empty] | Bescom | HSEPL | Clean Solar Power Tumkur Private Limited | Meera Corporation Kr | 2023-03-15 | 12
CNHalli_Block2 | Modules | CNHalli_Block2_SMB2.6_S11 | PV Solar Module String |  | CNHalli_BLOCK_2_SMB2.6 | - | 13.65 | 325W | - | 42 | Modules | Main Inventry | In Operation |  | In Warranty | Trina Solar Co. Ltd. | 2017-09-26 | 2027-09-26 | 120 | TED-A11042-1808-XSC-0109-0 | Trina Solar Co. Ltd. | HSEPL | TSM-325PD14 | [5 empty] | Bescom | HSEPL | Clean Solar Power Tumkur Private Limited | Meera Corporation Kr | 2023-03-15 | 12
CNHalli_Block2 | Modules | CNHalli_Block2_SMB2.6_S12 | PV Solar Module String |  | CNHalli_BLOCK_2_SMB2.6 | - | 13.65 | 325W | - | 42 | Modules | Main Inventry | In Operation |  | In Warranty | Trina Solar Co. Ltd. | 2017-09-26 | 2027-09-26 | 120 | TED-A11042-1808-XSC-0109-0 | Trina Solar Co. Ltd. | HSEPL | TSM-325PD14 | [5 empty] | Bescom | HSEPL | Clean Solar Power Tumkur Private Limited | Meera Corporation Kr | 2023-03-15 | 12
CNHalli_Block2 | Modules | CNHalli_Block2_SMB2.7_S1 | PV Solar Module String |  | CNHalli_BLOCK_2_SMB2.7 | - | 13.65 | 325W | - | 42 | Modules | Main Inventry | In Operation |  | In Warranty | Trina Solar Co. Ltd. | 2017-09-26 | 2027-09-26 | 120 | TED-A11042-1808-XSC-0109-0 | Trina Solar Co. Ltd. | HSEPL | TSM-325PD14 | [5 empty] | Bescom | HSEPL | Clean Solar Power Tumkur Private Limited | Meera Corporation Kr | 2023-03-15 | 12
CNHalli_Block2 | Modules | CNHalli_Block2_SMB2.7_S2 | PV Solar Module String |  | CNHalli_BLOCK_2_SMB2.7 | - | 13.65 | 325W | - | 42 | Modules | Main Inventry | In Operation |  | In Warranty | Trina Solar Co. Ltd. | 2017-09-26 | 2027-09-26 | 120 | TED-A11042-1808-XSC-0109-0 | Trina Solar Co. Ltd. | HSEPL | TSM-325PD14 | [5 empty] | Bescom | HSEPL | Clean Solar Power Tumkur Private Limited | Meera Corporation Kr | 2023-03-15 | 12
CNHalli_Block2 | Modules | CNHalli_Block2_SMB2.7_S3 | PV Solar Module String |  | CNHalli_BLOCK_2_SMB2.7 | - | 13.65 | 325W | - | 42 | Modules | Main Inventry | In Operation |  | In Warranty | Trina Solar Co. Ltd. | 2017-09-26 | 2027-09-26 | 120 | TED-A11042-1808-XSC-0109-0 | Trina Solar Co. Ltd. | HSEPL | TSM-325PD14 | [5 empty] | Bescom | HSEPL | Clean Solar Power Tumkur Private Limited | Meera Corporation Kr | 2023-03-15 | 12
CNHalli_Block2 | Modules | CNHalli_Block2_SMB2.7_S4 | PV Solar Module String |  | CNHalli_BLOCK_2_SMB2.7 | - | 13.65 | 325W | - | 42 | Modules | Main Inventry | In Operation |  | In Warranty | Trina Solar Co. Ltd. | 2017-09-26 | 2027-09-26 | 120 | TED-A11042-1808-XSC-0109-0 | Trina Solar Co. Ltd. | HSEPL | TSM-325PD14 | [5 empty] | Bescom | HSEPL | Clean Solar Power Tumkur Private Limited | Meera Corporation Kr | 2023-03-15 | 12
CNHalli_Block2 | Modules | CNHalli_Block2_SMB2.7_S5 | PV Solar Module String |  | CNHalli_BLOCK_2_SMB2.7 | - | 13.65 | 325W | - | 42 | Modules | Main Inventry | In Operation |  | In Warranty | Trina Solar Co. Ltd. | 2017-09-26 | 2027-09-26 | 120 | TED-A11042-1808-XSC-0109-0 | Trina Solar Co. Ltd. | HSEPL | TSM-325PD14 | [5 empty] | Bescom | HSEPL | Clean Solar Power Tumkur Private Limited | Meera Corporation Kr | 2023-03-15 | 12
CNHalli_Block2 | Modules | CNHalli_Block2_SMB2.7_S6 | PV Solar Module String |  | CNHalli_BLOCK_2_SMB2.7 | - | 13.65 | 325W | - | 42 | Modules | Main Inventry | In Operation |  | In Warranty | Trina Solar Co. Ltd. | 2017-09-26 | 2027-09-26 | 120 | TED-A11042-1808-XSC-0109-0 | Trina Solar Co. Ltd. | HSEPL | TSM-325PD14 | [5 empty] | Bescom | HSEPL | Clean Solar Power Tumkur Private Limited | Meera Corporation Kr | 2023-03-15 | 12
CNHalli_Block2 | Modules | CNHalli_Block2_SMB2.7_S7 | PV Solar Module String |  | CNHalli_BLOCK_2_SMB2.7 | - | 13.65 | 325W | - | 42 | Modules | Main Inventry | In Operation |  | In Warranty | Trina Solar Co. Ltd. | 2017-09-26 | 2027-09-26 | 120 | TED-A11042-1808-XSC-0109-0 | Trina Solar Co. Ltd. | HSEPL | TSM-325PD14 | [5 empty] | Bescom | HSEPL | Clean Solar Power Tumkur Private Limited | Meera Corporation Kr | 2023-03-15 | 12
CNHalli_Block2 | Modules | CNHalli_Block2_SMB2.7_S8 | PV Solar Module String |  | CNHalli_BLOCK_2_SMB2.7 | - | 13.65 | 325W | - | 42 | Modules | Main Inventry | In Operation |  | In Warranty | Trina Solar Co. Ltd. | 2017-09-26 | 2027-09-26 | 120 | TED-A11042-1808-XSC-0109-0 | Trina Solar Co. Ltd. | HSEPL | TSM-325PD14 | [5 empty] | Bescom | HSEPL | Clean Solar Power Tumkur Private Limited | Meera Corporation Kr | 2023-03-15 | 12
CNHalli_Block2 | Modules | CNHalli_Block2_SMB2.7_S9 | PV Solar Module String |  | CNHalli_BLOCK_2_SMB2.7 | - | 13.65 | 325W | - | 42 | Modules | Main Inventry | In Operation |  | In Warranty | Trina Solar Co. Ltd. | 2017-09-26 | 2027-09-26 | 120 | TED-A11042-1808-XSC-0109-0 | Trina Solar Co. Ltd. | HSEPL | TSM-325PD14 | [5 empty] | Bescom | HSEPL | Clean Solar Power Tumkur Private Limited | Meera Corporation Kr | 2023-03-15 | 12
CNHalli_Block2 | Modules | CNHalli_Block2_SMB2.7_S10 | PV Solar Module String |  | CNHalli_BLOCK_2_SMB2.7 | - | 13.65 | 325W | - | 42 | Modules | Main Inventry | In Operation |  | In Warranty | Trina Solar Co. Ltd. | 2017-09-26 | 2027-09-26 | 120 | TED-A11042-1808-XSC-0109-0 | Trina Solar Co. Ltd. | HSEPL | TSM-325PD14 | [5 empty] | Bescom | HSEPL | Clean Solar Power Tumkur Private Limited | Meera Corporation Kr | 2023-03-15 | 12
CNHalli_Block2 | Modules | CNHalli_Block2_SMB3.1_S1 | PV Solar Module String |  | CNHalli_BLOCK_2_SMB3.1 | - | 13.65 | 325W | - | 42 | Modules | Main Inventry | In Operation |  | In Warranty | Trina Solar Co. Ltd. | 2017-09-26 | 2027-09-26 | 120 | TED-A11042-1808-XSC-0109-0 | Trina Solar Co. Ltd. | HSEPL | TSM-325PD14 | [5 empty] | Bescom | HSEPL | Clean Solar Power Tumkur Private Limited | Meera Corporation Kr | 2023-03-15 | 12
CNHalli_Block2 | Modules | CNHalli_Block2_SMB3.1_S2 | PV Solar Module String |  | CNHalli_BLOCK_2_SMB3.1 | - | 13.65 | 325W | - | 42 | Modules | Main Inventry | In Operation |  | In Warranty | Trina Solar Co. Ltd. | 2017-09-26 | 2027-09-26 | 120 | TED-A11042-1808-XSC-0109-0 | Trina Solar Co. Ltd. | HSEPL | TSM-325PD14 | [5 empty] | Bescom | HSEPL | Clean Solar Power Tumkur Private Limited | Meera Corporation Kr | 2023-03-15 | 12
CNHalli_Block2 | Modules | CNHalli_Block2_SMB3.1_S3 | PV Solar Module String |  | CNHalli_BLOCK_2_SMB3.1 | - | 13.65 | 325W | - | 42 | Modules | Main Inventry | In Operation |  | In Warranty | Trina Solar Co. Ltd. | 2017-09-26 | 2027-09-26 | 120 | TED-A11042-1808-XSC-0109-0 | Trina Solar Co. Ltd. | HSEPL | TSM-325PD14 | [5 empty] | Bescom | HSEPL | Clean Solar Power Tumkur Private Limited | Meera Corporation Kr | 2023-03-15 | 12
CNHalli_Block2 | Modules | CNHalli_Block2_SMB3.1_S4 | PV Solar Module String |  | CNHalli_BLOCK_2_SMB3.1 | - | 13.65 | 325W | - | 42 | Modules | Main Inventry | In Operation |  | In Warranty | Trina Solar Co. Ltd. | 2017-09-26 | 2027-09-26 | 120 | TED-A11042-1808-XSC-0109-0 | Trina Solar Co. Ltd. | HSEPL | TSM-325PD14 | [5 empty] | Bescom | HSEPL | Clean Solar Power Tumkur Private Limited | Meera Corporation Kr | 2023-03-15 | 12
CNHalli_Block2 | Modules | CNHalli_Block2_SMB3.1_S5 | PV Solar Module String |  | CNHalli_BLOCK_2_SMB3.1 | - | 13.65 | 325W | - | 42 | Modules | Main Inventry | In Operation |  | In Warranty | Trina Solar Co. Ltd. | 2017-09-26 | 2027-09-26 | 120 | TED-A11042-1808-XSC-0109-0 | Trina Solar Co. Ltd. | HSEPL | TSM-325PD14 | [5 empty] | Bescom | HSEPL | Clean Solar Power Tumkur Private Limited | Meera Corporation Kr | 2023-03-15 | 12
CNHalli_Block2 | Modules | CNHalli_Block2_SMB3.1_S6 | PV Solar Module String |  | CNHalli_BLOCK_2_SMB3.1 | - | 13.65 | 325W | - | 42 | Modules | Main Inventry | In Operation |  | In Warranty | Trina Solar Co. Ltd. | 2017-09-26 | 2027-09-26 | 120 | TED-A11042-1808-XSC-0109-0 | Trina Solar Co. Ltd. | HSEPL | TSM-325PD14 | [5 empty] | Bescom | HSEPL | Clean Solar Power Tumkur Private Limited | Meera Corporation Kr | 2023-03-15 | 12
CNHalli_Block2 | Modules | CNHalli_Block2_SMB3.1_S7 | PV Solar Module String |  | CNHalli_BLOCK_2_SMB3.1 | - | 13.65 | 325W | - | 42 | Modules | Main Inventry | In Operation |  | In Warranty | Trina Solar Co. Ltd. | 2017-09-26 | 2027-09-26 | 120 | TED-A11042-1808-XSC-0109-0 | Trina Solar Co. Ltd. | HSEPL | TSM-325PD14 | [5 empty] | Bescom | HSEPL | Clean Solar Power Tumkur Private Limited | Meera Corporation Kr | 2023-03-15 | 12
CNHalli_Block2 | Modules | CNHalli_Block2_SMB3.1_S8 | PV Solar Module String |  | CNHalli_BLOCK_2_SMB3.1 | - | 13.65 | 325W | - | 42 | Modules | Main Inventry | In Operation |  | In Warranty | Trina Solar Co. Ltd. | 2017-09-26 | 2027-09-26 | 120 | TED-A11042-1808-XSC-0109-0 | Trina Solar Co. Ltd. | HSEPL | TSM-325PD14 | [5 empty] | Bescom | HSEPL | Clean Solar Power Tumkur Private Limited | Meera Corporation Kr | 2023-03-15 | 12
CNHalli_Block2 | Modules | CNHalli_Block2_SMB3.1_S9 | PV Solar Module String |  | CNHalli_BLOCK_2_SMB3.1 | - | 13.65 | 325W | - | 42 | Modules | Main Inventry | In Operation |  | In Warranty | Trina Solar Co. Ltd. | 2017-09-26 | 2027-09-26 | 120 | TED-A11042-1808-XSC-0109-0 | Trina Solar Co. Ltd. | HSEPL | TSM-325PD14 | [5 empty] | Bescom | HSEPL | Clean Solar Power Tumkur Private Limited | Meera Corporation Kr | 2023-03-15 | 12
CNHalli_Block2 | Modules | CNHalli_Block2_SMB3.1_S10 | PV Solar Module String |  | CNHalli_BLOCK_2_SMB3.1 | - | 13.65 | 325W | - | 42 | Modules | Main Inventry | In Operation |  | In Warranty | Trina Solar Co. Ltd. | 2017-09-26 | 2027-09-26 | 120 | TED-A11042-1808-XSC-0109-0 | Trina Solar Co. Ltd. | HSEPL | TSM-325PD14 | [5 empty] | Bescom | HSEPL | Clean Solar Power Tumkur Private Limited | Meera Corporation Kr | 2023-03-15 | 12
CNHalli_Block2 | Modules | CNHalli_Block2_SMB3.1_S11 | PV Solar Module String |  | CNHalli_BLOCK_2_SMB3.1 | - | 13.65 | 325W | - | 42 | Modules | Main Inventry | In Operation |  | In Warranty | Trina Solar Co. Ltd. | 2017-09-26 | 2027-09-26 | 120 | TED-A11042-1808-XSC-0109-0 | Trina Solar Co. Ltd. | HSEPL | TSM-325PD14 | [5 empty] | Bescom | HSEPL | Clean Solar Power Tumkur Private Limited | Meera Corporation Kr | 2023-03-15 | 12
CNHalli_Block2 | Modules | CNHalli_Block2_SMB3.1_S12 | PV Solar Module String |  | CNHalli_BLOCK_2_SMB3.1 | - | 13.65 | 325W | - | 42 | Modules | Main Inventry | In Operation |  | In Warranty | Trina Solar Co. Ltd. | 2017-09-26 | 2027-09-26 | 120 | TED-A11042-1808-XSC-0109-0 | Trina Solar Co. Ltd. | HSEPL | TSM-325PD14 | [5 empty] | Bescom | HSEPL | Clean Solar Power Tumkur Private Limited | Meera Corporation Kr | 2023-03-15 | 12
CNHalli_Block2 | Modules | CNHalli_Block2_SMB3.2_S1 | PV Solar Module String |  | CNHalli_BLOCK_2_SMB3.2 | - | 13.65 | 325W | - | 42 | Modules | Main Inventry | In Operation |  | In Warranty | Trina Solar Co. Ltd. | 2017-09-26 | 2027-09-26 | 120 | TED-A11042-1808-XSC-0109-0 | Trina Solar Co. Ltd. | HSEPL | TSM-325PD14 | [5 empty] | Bescom | HSEPL | Clean Solar Power Tumkur Private Limited | Meera Corporation Kr | 2023-03-15 | 12
CNHalli_Block2 | Modules | CNHalli_Block2_SMB3.2_S2 | PV Solar Module String |  | CNHalli_BLOCK_2_SMB3.2 | - | 13.65 | 325W | - | 42 | Modules | Main Inventry | In Operation |  | In Warranty | Trina Solar Co. Ltd. | 2017-09-26 | 2027-09-26 | 120 | TED-A11042-1808-XSC-0109-0 | Trina Solar Co. Ltd. | HSEPL | TSM-325PD14 | [5 empty] | Bescom | HSEPL | Clean Solar Power Tumkur Private Limited | Meera Corporation Kr | 2023-03-15 | 12
CNHalli_Block2 | Modules | CNHalli_Block2_SMB3.2_S3 | PV Solar Module String |  | CNHalli_BLOCK_2_SMB3.2 | - | 13.65 | 325W | - | 42 | Modules | Main Inventry | In Operation |  | In Warranty | Trina Solar Co. Ltd. | 2017-09-26 | 2027-09-26 | 120 | TED-A11042-1808-XSC-0109-0 | Trina Solar Co. Ltd. | HSEPL | TSM-325PD14 | [5 empty] | Bescom | HSEPL | Clean Solar Power Tumkur Private Limited | Meera Corporation Kr | 2023-03-15 | 12
CNHalli_Block2 | Modules | CNHalli_Block2_SMB3.2_S4 | PV Solar Module String |  | CNHalli_BLOCK_2_SMB3.2 | - | 13.65 | 325W | - | 42 | Modules | Main Inventry | In Operation |  | In Warranty | Trina Solar Co. Ltd. | 2017-09-26 | 2027-09-26 | 120 | TED-A11042-1808-XSC-0109-0 | Trina Solar Co. Ltd. | HSEPL | TSM-325PD14 | [5 empty] | Bescom | HSEPL | Clean Solar Power Tumkur Private Limited | Meera Corporation Kr | 2023-03-15 | 12
CNHalli_Block2 | Modules | CNHalli_Block2_SMB3.2_S5 | PV Solar Module String |  | CNHalli_BLOCK_2_SMB3.2 | - | 13.65 | 325W | - | 42 | Modules | Main Inventry | In Operation |  | In Warranty | Trina Solar Co. Ltd. | 2017-09-26 | 2027-09-26 | 120 | TED-A11042-1808-XSC-0109-0 | Trina Solar Co. Ltd. | HSEPL | TSM-325PD14 | [5 empty] | Bescom | HSEPL | Clean Solar Power Tumkur Private Limited | Meera Corporation Kr | 2023-03-15 | 12
CNHalli_Block2 | Modules | CNHalli_Block2_SMB3.2_S6 | PV Solar Module String |  | CNHalli_BLOCK_2_SMB3.2 | - | 13.65 | 325W | - | 42 | Modules | Main Inventry | In Operation |  | In Warranty | Trina Solar Co. Ltd. | 2017-09-26 | 2027-09-26 | 120 | TED-A11042-1808-XSC-0109-0 | Trina Solar Co. Ltd. | HSEPL | TSM-325PD14 | [5 empty] | Bescom | HSEPL | Clean Solar Power Tumkur Private Limited | Meera Corporation Kr | 2023-03-15 | 12
CNHalli_Block2 | Modules | CNHalli_Block2_SMB3.2_S7 | PV Solar Module String |  | CNHalli_BLOCK_2_SMB3.2 | - | 13.65 | 325W | - | 42 | Modules | Main Inventry | In Operation |  | In Warranty | Trina Solar Co. Ltd. | 2017-09-26 | 2027-09-26 | 120 | TED-A11042-1808-XSC-0109-0 | Trina Solar Co. Ltd. | HSEPL | TSM-325PD14 | [5 empty] | Bescom | HSEPL | Clean Solar Power Tumkur Private Limited | Meera Corporation Kr | 2023-03-15 | 12
CNHalli_Block2 | Modules | CNHalli_Block2_SMB3.2_S8 | PV Solar Module String |  | CNHalli_BLOCK_2_SMB3.2 | - | 13.65 | 325W | - | 42 | Modules | Main Inventry | In Operation |  | In Warranty | Trina Solar Co. Ltd. | 2017-09-26 | 2027-09-26 | 120 | TED-A11042-1808-XSC-0109-0 | Trina Solar Co. Ltd. | HSEPL | TSM-325PD14 | [5 empty] | Bescom | HSEPL | Clean Solar Power Tumkur Private Limited | Meera Corporation Kr | 2023-03-15 | 12
CNHalli_Block2 | Modules | CNHalli_Block2_SMB3.2_S9 | PV Solar Module String |  | CNHalli_BLOCK_2_SMB3.2 | - | 13.65 | 325W | - | 42 | Modules | Main Inventry | In Operation |  | In Warranty | Trina Solar Co. Ltd. | 2017-09-26 | 2027-09-26 | 120 | TED-A11042-1808-XSC-0109-0 | Trina Solar Co. Ltd. | HSEPL | TSM-325PD14 | [5 empty] | Bescom | HSEPL | Clean Solar Power Tumkur Private Limited | Meera Corporation Kr | 2023-03-15 | 12
CNHalli_Block2 | Modules | CNHalli_Block2_SMB3.2_S10 | PV Solar Module String |  | CNHalli_BLOCK_2_SMB3.2 | - | 13.65 | 325W | - | 42 | Modules | Main Inventry | In Operation |  | In Warranty | Trina Solar Co. Ltd. | 2017-09-26 | 2027-09-26 | 120 | TED-A11042-1808-XSC-0109-0 | Trina Solar Co. Ltd. | HSEPL | TSM-325PD14 | [5 empty] | Bescom | HSEPL | Clean Solar Power Tumkur Private Limited | Meera Corporation Kr | 2023-03-15 | 12
CNHalli_Block2 | Modules | CNHalli_Block2_SMB3.2_S11 | PV Solar Module String |  | CNHalli_BLOCK_2_SMB3.2 | - | 13.65 | 325W | - | 42 | Modules | Main Inventry | In Operation |  | In Warranty | Trina Solar Co. Ltd. | 2017-09-26 | 2027-09-26 | 120 | TED-A11042-1808-XSC-0109-0 | Trina Solar Co. Ltd. | HSEPL | TSM-325PD14 | [5 empty] | Bescom | HSEPL | Clean Solar Power Tumkur Private Limited | Meera Corporation Kr | 2023-03-15 | 12
CNHalli_Block2 | Modules | CNHalli_Block2_SMB3.2_S12 | PV Solar Module String |  | CNHalli_BLOCK_2_SMB3.2 | - | 13.65 | 325W | - | 42 | Modules | Main Inventry | In Operation |  | In Warranty | Trina Solar Co. Ltd. | 2017-09-26 | 2027-09-26 | 120 | TED-A11042-1808-XSC-0109-0 | Trina Solar Co. Ltd. | HSEPL | TSM-325PD14 | [5 empty] | Bescom | HSEPL | Clean Solar Power Tumkur Private Limited | Meera Corporation Kr | 2023-03-15 | 12
CNHalli_Block2 | Modules | CNHalli_Block2_SMB3.3_S1 | PV Solar Module String |  | CNHalli_BLOCK_2_SMB3.3 | - | 13.65 | 325W | - | 42 | Modules | Main Inventry | In Operation |  | In Warranty | Trina Solar Co. Ltd. | 2017-09-26 | 2027-09-26 | 120 | TED-A11042-1808-XSC-0109-0 | Trina Solar Co. Ltd. | HSEPL | TSM-325PD14 | [5 empty] | Bescom | HSEPL | Clean Solar Power Tumkur Private Limited | Meera Corporation Kr | 2023-03-15 | 12
CNHalli_Block2 | Modules | CNHalli_Block2_SMB3.3_S2 | PV Solar Module String |  | CNHalli_BLOCK_2_SMB3.3 | - | 13.65 | 325W | - | 42 | Modules | Main Inventry | In Operation |  | In Warranty | Trina Solar Co. Ltd. | 2017-09-26 | 2027-09-26 | 120 | TED-A11042-1808-XSC-0109-0 | Trina Solar Co. Ltd. | HSEPL | TSM-325PD14 | [5 empty] | Bescom | HSEPL | Clean Solar Power Tumkur Private Limited | Meera Corporation Kr | 2023-03-15 | 12
CNHalli_Block2 | Modules | CNHalli_Block2_SMB3.3_S3 | PV Solar Module String |  | CNHalli_BLOCK_2_SMB3.3 | - | 13.65 | 325W | - | 42 | Modules | Main Inventry | In Operation |  | In Warranty | Trina Solar Co. Ltd. | 2017-09-26 | 2027-09-26 | 120 | TED-A11042-1808-XSC-0109-0 | Trina Solar Co. Ltd. | HSEPL | TSM-325PD14 | [5 empty] | Bescom | HSEPL | Clean Solar Power Tumkur Private Limited | Meera Corporation Kr | 2023-03-15 | 12
CNHalli_Block2 | Modules | CNHalli_Block2_SMB3.3_S4 | PV Solar Module String |  | CNHalli_BLOCK_2_SMB3.3 | - | 13.65 | 325W | - | 42 | Modules | Main Inventry | In Operation |  | In Warranty | Trina Solar Co. Ltd. | 2017-09-26 | 2027-09-26 | 120 | TED-A11042-1808-XSC-0109-0 | Trina Solar Co. Ltd. | HSEPL | TSM-325PD14 | [5 empty] | Bescom | HSEPL | Clean Solar Power Tumkur Private Limited | Meera Corporation Kr | 2023-03-15 | 12
CNHalli_Block2 | Modules | CNHalli_Block2_SMB3.3_S5 | PV Solar Module String |  | CNHalli_BLOCK_2_SMB3.3 | - | 13.65 | 325W | - | 42 | Modules | Main Inventry | In Operation |  | In Warranty | Trina Solar Co. Ltd. | 2017-09-26 | 2027-09-26 | 120 | TED-A11042-1808-XSC-0109-0 | Trina Solar Co. Ltd. | HSEPL | TSM-325PD14 | [5 empty] | Bescom | HSEPL | Clean Solar Power Tumkur Private Limited | Meera Corporation Kr | 2023-03-15 | 12
CNHalli_Block2 | Modules | CNHalli_Block2_SMB3.3_S6 | PV Solar Module String |  | CNHalli_BLOCK_2_SMB3.3 | - | 13.65 | 325W | - | 42 | Modules | Main Inventry | In Operation |  | In Warranty | Trina Solar Co. Ltd. | 2017-09-26 | 2027-09-26 | 120 | TED-A11042-1808-XSC-0109-0 | Trina Solar Co. Ltd. | HSEPL | TSM-325PD14 | [5 empty] | Bescom | HSEPL | Clean Solar Power Tumkur Private Limited | Meera Corporation Kr | 2023-03-15 | 12
CNHalli_Block2 | Modules | CNHalli_Block2_SMB3.3_S7 | PV Solar Module String |  | CNHalli_BLOCK_2_SMB3.3 | - | 13.65 | 325W | - | 42 | Modules | Main Inventry | In Operation |  | In Warranty | Trina Solar Co. Ltd. | 2017-09-26 | 2027-09-26 | 120 | TED-A11042-1808-XSC-0109-0 | Trina Solar Co. Ltd. | HSEPL | TSM-325PD14 | [5 empty] | Bescom | HSEPL | Clean Solar Power Tumkur Private Limited | Meera Corporation Kr | 2023-03-15 | 12
CNHalli_Block2 | Modules | CNHalli_Block2_SMB3.3_S8 | PV Solar Module String |  | CNHalli_BLOCK_2_SMB3.3 | - | 13.65 | 325W | - | 42 | Modules | Main Inventry | In Operation |  | In Warranty | Trina Solar Co. Ltd. | 2017-09-26 | 2027-09-26 | 120 | TED-A11042-1808-XSC-0109-0 | Trina Solar Co. Ltd. | HSEPL | TSM-325PD14 | [5 empty] | Bescom | HSEPL | Clean Solar Power Tumkur Private Limited | Meera Corporation Kr | 2023-03-15 | 12
CNHalli_Block2 | Modules | CNHalli_Block2_SMB3.3_S9 | PV Solar Module String |  | CNHalli_BLOCK_2_SMB3.3 | - | 13.65 | 325W | - | 42 | Modules | Main Inventry | In Operation |  | In Warranty | Trina Solar Co. Ltd. | 2017-09-26 | 2027-09-26 | 120 | TED-A11042-1808-XSC-0109-0 | Trina Solar Co. Ltd. | HSEPL | TSM-325PD14 | [5 empty] | Bescom | HSEPL | Clean Solar Power Tumkur Private Limited | Meera Corporation Kr | 2023-03-15 | 12
CNHalli_Block2 | Modules | CNHalli_Block2_SMB3.3_S10 | PV Solar Module String |  | CNHalli_BLOCK_2_SMB3.3 | - | 13.65 | 325W | - | 42 | Modules | Main Inventry | In Operation |  | In Warranty | Trina Solar Co. Ltd. | 2017-09-26 | 2027-09-26 | 120 | TED-A11042-1808-XSC-0109-0 | Trina Solar Co. Ltd. | HSEPL | TSM-325PD14 | [5 empty] | Bescom | HSEPL | Clean Solar Power Tumkur Private Limited | Meera Corporation Kr | 2023-03-15 | 12
CNHalli_Block2 | Modules | CNHalli_Block2_SMB3.3_S11 | PV Solar Module String |  | CNHalli_BLOCK_2_SMB3.3 | - | 13.65 | 325W | - | 42 | Modules | Main Inventry | In Operation |  | In Warranty | Trina Solar Co. Ltd. | 2017-09-26 | 2027-09-26 | 120 | TED-A11042-1808-XSC-0109-0 | Trina Solar Co. Ltd. | HSEPL | TSM-325PD14 | [5 empty] | Bescom | HSEPL | Clean Solar Power Tumkur Private Limited | Meera Corporation Kr | 2023-03-15 | 12
CNHalli_Block2 | Modules | CNHalli_Block2_SMB3.3_S12 | PV Solar Module String |  | CNHalli_BLOCK_2_SMB3.3 | - | 13.65 | 325W | - | 42 | Modules | Main Inventry | In Operation |  | In Warranty | Trina Solar Co. Ltd. | 2017-09-26 | 2027-09-26 | 120 | TED-A11042-1808-XSC-0109-0 | Trina Solar Co. Ltd. | HSEPL | TSM-325PD14 | [5 empty] | Bescom | HSEPL | Clean Solar Power Tumkur Private Limited | Meera Corporation Kr | 2023-03-15 | 12
CNHalli_Block2 | Modules | CNHalli_Block2_SMB3.4_S1 | PV Solar Module String |  | CNHalli_BLOCK_2_SMB3.4 | - | 13.65 | 325W | - | 42 | Modules | Main Inventry | In Operation |  | In Warranty | Trina Solar Co. Ltd. | 2017-09-26 | 2027-09-26 | 120 | TED-A11042-1808-XSC-0109-0 | Trina Solar Co. Ltd. | HSEPL | TSM-325PD14 | [5 empty] | Bescom | HSEPL | Clean Solar Power Tumkur Private Limited | Meera Corporation Kr | 2023-03-15 | 12
CNHalli_Block2 | Modules | CNHalli_Block2_SMB3.4_S2 | PV Solar Module String |  | CNHalli_BLOCK_2_SMB3.4 | - | 13.65 | 325W | - | 42 | Modules | Main Inventry | In Operation |  | In Warranty | Trina Solar Co. Ltd. | 2017-09-26 | 2027-09-26 | 120 | TED-A11042-1808-XSC-0109-0 | Trina Solar Co. Ltd. | HSEPL | TSM-325PD14 | [5 empty] | Bescom | HSEPL | Clean Solar Power Tumkur Private Limited | Meera Corporation Kr | 2023-03-15 | 12
CNHalli_Block2 | Modules | CNHalli_Block2_SMB3.4_S3 | PV Solar Module String |  | CNHalli_BLOCK_2_SMB3.4 | - | 13.65 | 325W | - | 42 | Modules | Main Inventry | In Operation |  | In Warranty | Trina Solar Co. Ltd. | 2017-09-26 | 2027-09-26 | 120 | TED-A11042-1808-XSC-0109-0 | Trina Solar Co. Ltd. | HSEPL | TSM-325PD14 | [5 empty] | Bescom | HSEPL | Clean Solar Power Tumkur Private Limited | Meera Corporation Kr | 2023-03-15 | 12
CNHalli_Block2 | Modules | CNHalli_Block2_SMB3.4_S4 | PV Solar Module String |  | CNHalli_BLOCK_2_SMB3.4 | - | 13.65 | 325W | - | 42 | Modules | Main Inventry | In Operation |  | In Warranty | Trina Solar Co. Ltd. | 2017-09-26 | 2027-09-26 | 120 | TED-A11042-1808-XSC-0109-0 | Trina Solar Co. Ltd. | HSEPL | TSM-325PD14 | [5 empty] | Bescom | HSEPL | Clean Solar Power Tumkur Private Limited | Meera Corporation Kr | 2023-03-15 | 12
CNHalli_Block2 | Modules | CNHalli_Block2_SMB3.4_S5 | PV Solar Module String |  | CNHalli_BLOCK_2_SMB3.4 | - | 13.65 | 325W | - | 42 | Modules | Main Inventry | In Operation |  | In Warranty | Trina Solar Co. Ltd. | 2017-09-26 | 2027-09-26 | 120 | TED-A11042-1808-XSC-0109-0 | Trina Solar Co. Ltd. | HSEPL | TSM-325PD14 | [5 empty] | Bescom | HSEPL | Clean Solar Power Tumkur Private Limited | Meera Corporation Kr | 2023-03-15 | 12
CNHalli_Block2 | Modules | CNHalli_Block2_SMB3.4_S6 | PV Solar Module String |  | CNHalli_BLOCK_2_SMB3.4 | - | 13.65 | 325W | - | 42 | Modules | Main Inventry | In Operation |  | In Warranty | Trina Solar Co. Ltd. | 2017-09-26 | 2027-09-26 | 120 | TED-A11042-1808-XSC-0109-0 | Trina Solar Co. Ltd. | HSEPL | TSM-325PD14 | [5 empty] | Bescom | HSEPL | Clean Solar Power Tumkur Private Limited | Meera Corporation Kr | 2023-03-15 | 12
CNHalli_Block2 | Modules | CNHalli_Block2_SMB3.4_S7 | PV Solar Module String |  | CNHalli_BLOCK_2_SMB3.4 | - | 13.65 | 325W | - | 42 | Modules | Main Inventry | In Operation |  | In Warranty | Trina Solar Co. Ltd. | 2017-09-26 | 2027-09-26 | 120 | TED-A11042-1808-XSC-0109-0 | Trina Solar Co. Ltd. | HSEPL | TSM-325PD14 | [5 empty] | Bescom | HSEPL | Clean Solar Power Tumkur Private Limited | Meera Corporation Kr | 2023-03-15 | 12
CNHalli_Block2 | Modules | CNHalli_Block2_SMB3.4_S8 | PV Solar Module String |  | CNHalli_BLOCK_2_SMB3.4 | - | 13.65 | 325W | - | 42 | Modules | Main Inventry | In Operation |  | In Warranty | Trina Solar Co. Ltd. | 2017-09-26 | 2027-09-26 | 120 | TED-A11042-1808-XSC-0109-0 | Trina Solar Co. Ltd. | HSEPL | TSM-325PD14 | [5 empty] | Bescom | HSEPL | Clean Solar Power Tumkur Private Limited | Meera Corporation Kr | 2023-03-15 | 12
CNHalli_Block2 | Modules | CNHalli_Block2_SMB3.4_S9 | PV Solar Module String |  | CNHalli_BLOCK_2_SMB3.4 | - | 13.65 | 325W | - | 42 | Modules | Main Inventry | In Operation |  | In Warranty | Trina Solar Co. Ltd. | 2017-09-26 | 2027-09-26 | 120 | TED-A11042-1808-XSC-0109-0 | Trina Solar Co. Ltd. | HSEPL | TSM-325PD14 | [5 empty] | Bescom | HSEPL | Clean Solar Power Tumkur Private Limited | Meera Corporation Kr | 2023-03-15 | 12
CNHalli_Block2 | Modules | CNHalli_Block2_SMB3.4_S10 | PV Solar Module String |  | CNHalli_BLOCK_2_SMB3.4 | - | 13.65 | 325W | - | 42 | Modules | Main Inventry | In Operation |  | In Warranty | Trina Solar Co. Ltd. | 2017-09-26 | 2027-09-26 | 120 | TED-A11042-1808-XSC-0109-0 | Trina Solar Co. Ltd. | HSEPL | TSM-325PD14 | [5 empty] | Bescom | HSEPL | Clean Solar Power Tumkur Private Limited | Meera Corporation Kr | 2023-03-15 | 12
CNHalli_Block2 | Modules | CNHalli_Block2_SMB3.4_S11 | PV Solar Module String |  | CNHalli_BLOCK_2_SMB3.4 | - | 13.65 | 325W | - | 42 | Modules | Main Inventry | In Operation |  | In Warranty | Trina Solar Co. Ltd. | 2017-09-26 | 2027-09-26 | 120 | TED-A11042-1808-XSC-0109-0 | Trina Solar Co. Ltd. | HSEPL | TSM-325PD14 | [5 empty] | Bescom | HSEPL | Clean Solar Power Tumkur Private Limited | Meera Corporation Kr | 2023-03-15 | 12
CNHalli_Block2 | Modules | CNHalli_Block2_SMB3.4_S12 | PV Solar Module String |  | CNHalli_BLOCK_2_SMB3.4 | - | 13.65 | 325W | - | 42 | Modules | Main Inventry | In Operation |  | In Warranty | Trina Solar Co. Ltd. | 2017-09-26 | 2027-09-26 | 120 | TED-A11042-1808-XSC-0109-0 | Trina Solar Co. Ltd. | HSEPL | TSM-325PD14 | [5 empty] | Bescom | HSEPL | Clean Solar Power Tumkur Private Limited | Meera Corporation Kr | 2023-03-15 | 12
CNHalli_Block2 | Modules | CNHalli_Block2_SMB3.5_S1 | PV Solar Module String |  | CNHalli_BLOCK_2_SMB3.5 | - | 13.65 | 325W | - | 42 | Modules | Main Inventry | In Operation |  | In Warranty | Trina Solar Co. Ltd. | 2017-09-26 | 2027-09-26 | 120 | TED-A11042-1808-XSC-0109-0 | Trina Solar Co. Ltd. | HSEPL | TSM-325PD14 | [5 empty] | Bescom | HSEPL | Clean Solar Power Tumkur Private Limited | Meera Corporation Kr | 2023-03-15 | 12
CNHalli_Block2 | Modules | CNHalli_Block2_SMB3.5_S2 | PV Solar Module String |  | CNHalli_BLOCK_2_SMB3.5 | - | 13.65 | 325W | - | 42 | Modules | Main Inventry | In Operation |  | In Warranty | Trina Solar Co. Ltd. | 2017-09-26 | 2027-09-26 | 120 | TED-A11042-1808-XSC-0109-0 | Trina Solar Co. Ltd. | HSEPL | TSM-325PD14 | [5 empty] | Bescom | HSEPL | Clean Solar Power Tumkur Private Limited | Meera Corporation Kr | 2023-03-15 | 12
CNHalli_Block2 | Modules | CNHalli_Block2_SMB3.5_S3 | PV Solar Module String |  | CNHalli_BLOCK_2_SMB3.5 | - | 13.65 | 325W | - | 42 | Modules | Main Inventry | In Operation |  | In Warranty | Trina Solar Co. Ltd. | 2017-09-26 | 2027-09-26 | 120 | TED-A11042-1808-XSC-0109-0 | Trina Solar Co. Ltd. | HSEPL | TSM-325PD14 | [5 empty] | Bescom | HSEPL | Clean Solar Power Tumkur Private Limited | Meera Corporation Kr | 2023-03-15 | 12
CNHalli_Block2 | Modules | CNHalli_Block2_SMB3.5_S4 | PV Solar Module String |  | CNHalli_BLOCK_2_SMB3.5 | - | 13.65 | 325W | - | 42 | Modules | Main Inventry | In Operation |  | In Warranty | Trina Solar Co. Ltd. | 2017-09-26 | 2027-09-26 | 120 | TED-A11042-1808-XSC-0109-0 | Trina Solar Co. Ltd. | HSEPL | TSM-325PD14 | [5 empty] | Bescom | HSEPL | Clean Solar Power Tumkur Private Limited | Meera Corporation Kr | 2023-03-15 | 12
CNHalli_Block2 | Modules | CNHalli_Block2_SMB3.5_S5 | PV Solar Module String |  | CNHalli_BLOCK_2_SMB3.5 | - | 13.65 | 325W | - | 42 | Modules | Main Inventry | In Operation |  | In Warranty | Trina Solar Co. Ltd. | 2017-09-26 | 2027-09-26 | 120 | TED-A11042-1808-XSC-0109-0 | Trina Solar Co. Ltd. | HSEPL | TSM-325PD14 | [5 empty] | Bescom | HSEPL | Clean Solar Power Tumkur Private Limited | Meera Corporation Kr | 2023-03-15 | 12
CNHalli_Block2 | Modules | CNHalli_Block2_SMB3.5_S6 | PV Solar Module String |  | CNHalli_BLOCK_2_SMB3.5 | - | 13.65 | 325W | - | 42 | Modules | Main Inventry | In Operation |  | In Warranty | Trina Solar Co. Ltd. | 2017-09-26 | 2027-09-26 | 120 | TED-A11042-1808-XSC-0109-0 | Trina Solar Co. Ltd. | HSEPL | TSM-325PD14 | [5 empty] | Bescom | HSEPL | Clean Solar Power Tumkur Private Limited | Meera Corporation Kr | 2023-03-15 | 12
CNHalli_Block2 | Modules | CNHalli_Block2_SMB3.5_S7 | PV Solar Module String |  | CNHalli_BLOCK_2_SMB3.5 | - | 13.65 | 325W | - | 42 | Modules | Main Inventry | In Operation |  | In Warranty | Trina Solar Co. Ltd. | 2017-09-26 | 2027-09-26 | 120 | TED-A11042-1808-XSC-0109-0 | Trina Solar Co. Ltd. | HSEPL | TSM-325PD14 | [5 empty] | Bescom | HSEPL | Clean Solar Power Tumkur Private Limited | Meera Corporation Kr | 2023-03-15 | 12
CNHalli_Block2 | Modules | CNHalli_Block2_SMB3.5_S8 | PV Solar Module String |  | CNHalli_BLOCK_2_SMB3.5 | - | 13.65 | 325W | - | 42 | Modules | Main Inventry | In Operation |  | In Warranty | Trina Solar Co. Ltd. | 2017-09-26 | 2027-09-26 | 120 | TED-A11042-1808-XSC-0109-0 | Trina Solar Co. Ltd. | HSEPL | TSM-325PD14 | [5 empty] | Bescom | HSEPL | Clean Solar Power Tumkur Private Limited | Meera Corporation Kr | 2023-03-15 | 12
CNHalli_Block2 | Modules | CNHalli_Block2_SMB3.5_S9 | PV Solar Module String |  | CNHalli_BLOCK_2_SMB3.5 | - | 13.65 | 325W | - | 42 | Modules | Main Inventry | In Operation |  | In Warranty | Trina Solar Co. Ltd. | 2017-09-26 | 2027-09-26 | 120 | TED-A11042-1808-XSC-0109-0 | Trina Solar Co. Ltd. | HSEPL | TSM-325PD14 | [5 empty] | Bescom | HSEPL | Clean Solar Power Tumkur Private Limited | Meera Corporation Kr | 2023-03-15 | 12
CNHalli_Block2 | Modules | CNHalli_Block2_SMB3.5_S10 | PV Solar Module String |  | CNHalli_BLOCK_2_SMB3.5 | - | 13.65 | 325W | - | 42 | Modules | Main Inventry | In Operation |  | In Warranty | Trina Solar Co. Ltd. | 2017-09-26 | 2027-09-26 | 120 | TED-A11042-1808-XSC-0109-0 | Trina Solar Co. Ltd. | HSEPL | TSM-325PD14 | [5 empty] | Bescom | HSEPL | Clean Solar Power Tumkur Private Limited | Meera Corporation Kr | 2023-03-15 | 12
CNHalli_Block2 | Modules | CNHalli_Block2_SMB3.5_S11 | PV Solar Module String |  | CNHalli_BLOCK_2_SMB3.5 | - | 13.65 | 325W | - | 42 | Modules | Main Inventry | In Operation |  | In Warranty | Trina Solar Co. Ltd. | 2017-09-26 | 2027-09-26 | 120 | TED-A11042-1808-XSC-0109-0 | Trina Solar Co. Ltd. | HSEPL | TSM-325PD14 | [5 empty] | Bescom | HSEPL | Clean Solar Power Tumkur Private Limited | Meera Corporation Kr | 2023-03-15 | 12
CNHalli_Block2 | Modules | CNHalli_Block2_SMB3.5_S12 | PV Solar Module String |  | CNHalli_BLOCK_2_SMB3.5 | - | 13.65 | 325W | - | 42 | Modules | Main Inventry | In Operation |  | In Warranty | Trina Solar Co. Ltd. | 2017-09-26 | 2027-09-26 | 120 | TED-A11042-1808-XSC-0109-0 | Trina Solar Co. Ltd. | HSEPL | TSM-325PD14 | [5 empty] | Bescom | HSEPL | Clean Solar Power Tumkur Private Limited | Meera Corporation Kr | 2023-03-15 | 12
CNHalli_Block2 | Modules | CNHalli_Block2_SMB3.6_S1 | PV Solar Module String |  | CNHalli_BLOCK_2_SMB3.6 | - | 13.65 | 325W | - | 42 | Modules | Main Inventry | In Operation |  | In Warranty | Trina Solar Co. Ltd. | 2017-09-26 | 2027-09-26 | 120 | TED-A11042-1808-XSC-0109-0 | Trina Solar Co. Ltd. | HSEPL | TSM-325PD14 | [5 empty] | Bescom | HSEPL | Clean Solar Power Tumkur Private Limited | Meera Corporation Kr | 2023-03-15 | 12
CNHalli_Block2 | Modules | CNHalli_Block2_SMB3.6_S2 | PV Solar Module String |  | CNHalli_BLOCK_2_SMB3.6 | - | 13.65 | 325W | - | 42 | Modules | Main Inventry | In Operation |  | In Warranty | Trina Solar Co. Ltd. | 2017-09-26 | 2027-09-26 | 120 | TED-A11042-1808-XSC-0109-0 | Trina Solar Co. Ltd. | HSEPL | TSM-325PD14 | [5 empty] | Bescom | HSEPL | Clean Solar Power Tumkur Private Limited | Meera Corporation Kr | 2023-03-15 | 12
CNHalli_Block2 | Modules | CNHalli_Block2_SMB3.6_S3 | PV Solar Module String |  | CNHalli_BLOCK_2_SMB3.6 | - | 13.65 | 325W | - | 42 | Modules | Main Inventry | In Operation |  | In Warranty | Trina Solar Co. Ltd. | 2017-09-26 | 2027-09-26 | 120 | TED-A11042-1808-XSC-0109-0 | Trina Solar Co. Ltd. | HSEPL | TSM-325PD14 | [5 empty] | Bescom | HSEPL | Clean Solar Power Tumkur Private Limited | Meera Corporation Kr | 2023-03-15 | 12
CNHalli_Block2 | Modules | CNHalli_Block2_SMB3.6_S4 | PV Solar Module String |  | CNHalli_BLOCK_2_SMB3.6 | - | 13.65 | 325W | - | 42 | Modules | Main Inventry | In Operation |  | In Warranty | Trina Solar Co. Ltd. | 2017-09-26 | 2027-09-26 | 120 | TED-A11042-1808-XSC-0109-0 | Trina Solar Co. Ltd. | HSEPL | TSM-325PD14 | [5 empty] | Bescom | HSEPL | Clean Solar Power Tumkur Private Limited | Meera Corporation Kr | 2023-03-15 | 12
CNHalli_Block2 | Modules | CNHalli_Block2_SMB3.6_S5 | PV Solar Module String |  | CNHalli_BLOCK_2_SMB3.6 | - | 13.65 | 325W | - | 42 | Modules | Main Inventry | In Operation |  | In Warranty | Trina Solar Co. Ltd. | 2017-09-26 | 2027-09-26 | 120 | TED-A11042-1808-XSC-0109-0 | Trina Solar Co. Ltd. | HSEPL | TSM-325PD14 | [5 empty] | Bescom | HSEPL | Clean Solar Power Tumkur Private Limited | Meera Corporation Kr | 2023-03-15 | 12
CNHalli_Block2 | Modules | CNHalli_Block2_SMB3.6_S6 | PV Solar Module String |  | CNHalli_BLOCK_2_SMB3.6 | - | 13.65 | 325W | - | 42 | Modules | Main Inventry | In Operation |  | In Warranty | Trina Solar Co. Ltd. | 2017-09-26 | 2027-09-26 | 120 | TED-A11042-1808-XSC-0109-0 | Trina Solar Co. Ltd. | HSEPL | TSM-325PD14 | [5 empty] | Bescom | HSEPL | Clean Solar Power Tumkur Private Limited | Meera Corporation Kr | 2023-03-15 | 12
CNHalli_Block2 | Modules | CNHalli_Block2_SMB3.6_S7 | PV Solar Module String |  | CNHalli_BLOCK_2_SMB3.6 | - | 13.65 | 325W | - | 42 | Modules | Main Inventry | In Operation |  | In Warranty | Trina Solar Co. Ltd. | 2017-09-26 | 2027-09-26 | 120 | TED-A11042-1808-XSC-0109-0 | Trina Solar Co. Ltd. | HSEPL | TSM-325PD14 | [5 empty] | Bescom | HSEPL | Clean Solar Power Tumkur Private Limited | Meera Corporation Kr | 2023-03-15 | 12
CNHalli_Block2 | Modules | CNHalli_Block2_SMB3.6_S8 | PV Solar Module String |  | CNHalli_BLOCK_2_SMB3.6 | - | 13.65 | 325W | - | 42 | Modules | Main Inventry | In Operation |  | In Warranty | Trina Solar Co. Ltd. | 2017-09-26 | 2027-09-26 | 120 | TED-A11042-1808-XSC-0109-0 | Trina Solar Co. Ltd. | HSEPL | TSM-325PD14 | [5 empty] | Bescom | HSEPL | Clean Solar Power Tumkur Private Limited | Meera Corporation Kr | 2023-03-15 | 12
CNHalli_Block2 | Modules | CNHalli_Block2_SMB3.6_S9 | PV Solar Module String |  | CNHalli_BLOCK_2_SMB3.6 | - | 13.65 | 325W | - | 42 | Modules | Main Inventry | In Operation |  | In Warranty | Trina Solar Co. Ltd. | 2017-09-26 | 2027-09-26 | 120 | TED-A11042-1808-XSC-0109-0 | Trina Solar Co. Ltd. | HSEPL | TSM-325PD14 | [5 empty] | Bescom | HSEPL | Clean Solar Power Tumkur Private Limited | Meera Corporation Kr | 2023-03-15 | 12
CNHalli_Block2 | Modules | CNHalli_Block2_SMB3.6_S10 | PV Solar Module String |  | CNHalli_BLOCK_2_SMB3.6 | - | 13.65 | 325W | - | 42 | Modules | Main Inventry | In Operation |  | In Warranty | Trina Solar Co. Ltd. | 2017-09-26 | 2027-09-26 | 120 | TED-A11042-1808-XSC-0109-0 | Trina Solar Co. Ltd. | HSEPL | TSM-325PD14 | [5 empty] | Bescom | HSEPL | Clean Solar Power Tumkur Private Limited | Meera Corporation Kr | 2023-03-15 | 12
CNHalli_Block2 | Modules | CNHalli_Block2_SMB3.6_S11 | PV Solar Module String |  | CNHalli_BLOCK_2_SMB3.6 | - | 13.65 | 325W | - | 42 | Modules | Main Inventry | In Operation |  | In Warranty | Trina Solar Co. Ltd. | 2017-09-26 | 2027-09-26 | 120 | TED-A11042-1808-XSC-0109-0 | Trina Solar Co. Ltd. | HSEPL | TSM-325PD14 | [5 empty] | Bescom | HSEPL | Clean Solar Power Tumkur Private Limited | Meera Corporation Kr | 2023-03-15 | 12
CNHalli_Block2 | Modules | CNHalli_Block2_SMB3.6_S12 | PV Solar Module String |  | CNHalli_BLOCK_2_SMB3.6 | - | 13.65 | 325W | - | 42 | Modules | Main Inventry | In Operation |  | In Warranty | Trina Solar Co. Ltd. | 2017-09-26 | 2027-09-26 | 120 | TED-A11042-1808-XSC-0109-0 | Trina Solar Co. Ltd. | HSEPL | TSM-325PD14 | [5 empty] | Bescom | HSEPL | Clean Solar Power Tumkur Private Limited | Meera Corporation Kr | 2023-03-15 | 12
CNHalli_Block2 | Modules | CNHalli_Block2_SMB3.7_S1 | PV Solar Module String |  | CNHalli_BLOCK_2_SMB3.7 | - | 13.65 | 325W | - | 42 | Modules | Main Inventry | In Operation |  | In Warranty | Trina Solar Co. Ltd. | 2017-09-26 | 2027-09-26 | 120 | TED-A11042-1808-XSC-0109-0 | Trina Solar Co. Ltd. | HSEPL | TSM-325PD14 | [5 empty] | Bescom | HSEPL | Clean Solar Power Tumkur Private Limited | Meera Corporation Kr | 2023-03-15 | 12
CNHalli_Block2 | Modules | CNHalli_Block2_SMB3.7_S2 | PV Solar Module String |  | CNHalli_BLOCK_2_SMB3.7 | - | 13.65 | 325W | - | 42 | Modules | Main Inventry | In Operation |  | In Warranty | Trina Solar Co. Ltd. | 2017-09-26 | 2027-09-26 | 120 | TED-A11042-1808-XSC-0109-0 | Trina Solar Co. Ltd. | HSEPL | TSM-325PD14 | [5 empty] | Bescom | HSEPL | Clean Solar Power Tumkur Private Limited | Meera Corporation Kr | 2023-03-15 | 12
CNHalli_Block2 | Modules | CNHalli_Block2_SMB3.7_S3 | PV Solar Module String |  | CNHalli_BLOCK_2_SMB3.7 | - | 13.65 | 325W | - | 42 | Modules | Main Inventry | In Operation |  | In Warranty | Trina Solar Co. Ltd. | 2017-09-26 | 2027-09-26 | 120 | TED-A11042-1808-XSC-0109-0 | Trina Solar Co. Ltd. | HSEPL | TSM-325PD14 | [5 empty] | Bescom | HSEPL | Clean Solar Power Tumkur Private Limited | Meera Corporation Kr | 2023-03-15 | 12
CNHalli_Block2 | Modules | CNHalli_Block2_SMB3.7_S4 | PV Solar Module String |  | CNHalli_BLOCK_2_SMB3.7 | - | 13.65 | 325W | - | 42 | Modules | Main Inventry | In Operation |  | In Warranty | Trina Solar Co. Ltd. | 2017-09-26 | 2027-09-26 | 120 | TED-A11042-1808-XSC-0109-0 | Trina Solar Co. Ltd. | HSEPL | TSM-325PD14 | [5 empty] | Bescom | HSEPL | Clean Solar Power Tumkur Private Limited | Meera Corporation Kr | 2023-03-15 | 12
CNHalli_Block2 | Modules | CNHalli_Block2_SMB3.7_S5 | PV Solar Module String |  | CNHalli_BLOCK_2_SMB3.7 | - | 13.65 | 325W | - | 42 | Modules | Main Inventry | In Operation |  | In Warranty | Trina Solar Co. Ltd. | 2017-09-26 | 2027-09-26 | 120 | TED-A11042-1808-XSC-0109-0 | Trina Solar Co. Ltd. | HSEPL | TSM-325PD14 | [5 empty] | Bescom | HSEPL | Clean Solar Power Tumkur Private Limited | Meera Corporation Kr | 2023-03-15 | 12
CNHalli_Block2 | Modules | CNHalli_Block2_SMB3.7_S6 | PV Solar Module String |  | CNHalli_BLOCK_2_SMB3.7 | - | 13.65 | 325W | - | 42 | Modules | Main Inventry | In Operation |  | In Warranty | Trina Solar Co. Ltd. | 2017-09-26 | 2027-09-26 | 120 | TED-A11042-1808-XSC-0109-0 | Trina Solar Co. Ltd. | HSEPL | TSM-325PD14 | [5 empty] | Bescom | HSEPL | Clean Solar Power Tumkur Private Limited | Meera Corporation Kr | 2023-03-15 | 12
CNHalli_Block2 | Modules | CNHalli_Block2_SMB3.7_S7 | PV Solar Module String |  | CNHalli_BLOCK_2_SMB3.7 | - | 13.65 | 325W | - | 42 | Modules | Main Inventry | In Operation |  | In Warranty | Trina Solar Co. Ltd. | 2017-09-26 | 2027-09-26 | 120 | TED-A11042-1808-XSC-0109-0 | Trina Solar Co. Ltd. | HSEPL | TSM-325PD14 | [5 empty] | Bescom | HSEPL | Clean Solar Power Tumkur Private Limited | Meera Corporation Kr | 2023-03-15 | 12
CNHalli_Block2 | Modules | CNHalli_Block2_SMB3.7_S8 | PV Solar Module String |  | CNHalli_BLOCK_2_SMB3.7 | - | 13.65 | 325W | - | 42 | Modules | Main Inventry | In Operation |  | In Warranty | Trina Solar Co. Ltd. | 2017-09-26 | 2027-09-26 | 120 | TED-A11042-1808-XSC-0109-0 | Trina Solar Co. Ltd. | HSEPL | TSM-325PD14 | [5 empty] | Bescom | HSEPL | Clean Solar Power Tumkur Private Limited | Meera Corporation Kr | 2023-03-15 | 12
CNHalli_Block2 | Modules | CNHalli_Block2_SMB3.7_S9 | PV Solar Module String |  | CNHalli_BLOCK_2_SMB3.7 | - | 13.65 | 325W | - | 42 | Modules | Main Inventry | In Operation |  | In Warranty | Trina Solar Co. Ltd. | 2017-09-26 | 2027-09-26 | 120 | TED-A11042-1808-XSC-0109-0 | Trina Solar Co. Ltd. | HSEPL | TSM-325PD14 | [5 empty] | Bescom | HSEPL | Clean Solar Power Tumkur Private Limited | Meera Corporation Kr | 2023-03-15 | 12
CNHalli_Block2 | Modules | CNHalli_Block2_SMB3.7_S10 | PV Solar Module String |  | CNHalli_BLOCK_2_SMB3.7 | - | 13.65 | 325W | - | 42 | Modules | Main Inventry | In Operation |  | In Warranty | Trina Solar Co. Ltd. | 2017-09-26 | 2027-09-26 | 120 | TED-A11042-1808-XSC-0109-0 | Trina Solar Co. Ltd. | HSEPL | TSM-325PD14 | [5 empty] | Bescom | HSEPL | Clean Solar Power Tumkur Private Limited | Meera Corporation Kr | 2023-03-15 | 12
CNHalli_Block2 | Modules | CNHalli_Block2_SMB4.1_S1 | PV Solar Module String |  | CNHalli_BLOCK_2_SMB4.1 | - | 13.65 | 325W | - | 42 | Modules | Main Inventry | In Operation |  | In Warranty | Trina Solar Co. Ltd. | 2017-09-26 | 2027-09-26 | 120 | TED-A11042-1808-XSC-0109-0 | Trina Solar Co. Ltd. | HSEPL | TSM-325PD14 | [5 empty] | Bescom | HSEPL | Clean Solar Power Tumkur Private Limited | Meera Corporation Kr | 2023-03-15 | 12
CNHalli_Block2 | Modules | CNHalli_Block2_SMB4.1_S2 | PV Solar Module String |  | CNHalli_BLOCK_2_SMB4.1 | - | 13.65 | 325W | - | 42 | Modules | Main Inventry | In Operation |  | In Warranty | Trina Solar Co. Ltd. | 2017-09-26 | 2027-09-26 | 120 | TED-A11042-1808-XSC-0109-0 | Trina Solar Co. Ltd. | HSEPL | TSM-325PD14 | [5 empty] | Bescom | HSEPL | Clean Solar Power Tumkur Private Limited | Meera Corporation Kr | 2023-03-15 | 12
CNHalli_Block2 | Modules | CNHalli_Block2_SMB4.1_S3 | PV Solar Module String |  | CNHalli_BLOCK_2_SMB4.1 | - | 13.65 | 325W | - | 42 | Modules | Main Inventry | In Operation |  | In Warranty | Trina Solar Co. Ltd. | 2017-09-26 | 2027-09-26 | 120 | TED-A11042-1808-XSC-0109-0 | Trina Solar Co. Ltd. | HSEPL | TSM-325PD14 | [5 empty] | Bescom | HSEPL | Clean Solar Power Tumkur Private Limited | Meera Corporation Kr | 2023-03-15 | 12
CNHalli_Block2 | Modules | CNHalli_Block2_SMB4.1_S4 | PV Solar Module String |  | CNHalli_BLOCK_2_SMB4.1 | - | 13.65 | 325W | - | 42 | Modules | Main Inventry | In Operation |  | In Warranty | Trina Solar Co. Ltd. | 2017-09-26 | 2027-09-26 | 120 | TED-A11042-1808-XSC-0109-0 | Trina Solar Co. Ltd. | HSEPL | TSM-325PD14 | [5 empty] | Bescom | HSEPL | Clean Solar Power Tumkur Private Limited | Meera Corporation Kr | 2023-03-15 | 12
CNHalli_Block2 | Modules | CNHalli_Block2_SMB4.1_S5 | PV Solar Module String |  | CNHalli_BLOCK_2_SMB4.1 | - | 13.65 | 325W | - | 42 | Modules | Main Inventry | In Operation |  | In Warranty | Trina Solar Co. Ltd. | 2017-09-26 | 2027-09-26 | 120 | TED-A11042-1808-XSC-0109-0 | Trina Solar Co. Ltd. | HSEPL | TSM-325PD14 | [5 empty] | Bescom | HSEPL | Clean Solar Power Tumkur Private Limited | Meera Corporation Kr | 2023-03-15 | 12
CNHalli_Block2 | Modules | CNHalli_Block2_SMB4.1_S6 | PV Solar Module String |  | CNHalli_BLOCK_2_SMB4.1 | - | 13.65 | 325W | - | 42 | Modules | Main Inventry | In Operation |  | In Warranty | Trina Solar Co. Ltd. | 2017-09-26 | 2027-09-26 | 120 | TED-A11042-1808-XSC-0109-0 | Trina Solar Co. Ltd. | HSEPL | TSM-325PD14 | [5 empty] | Bescom | HSEPL | Clean Solar Power Tumkur Private Limited | Meera Corporation Kr | 2023-03-15 | 12
CNHalli_Block2 | Modules | CNHalli_Block2_SMB4.1_S7 | PV Solar Module String |  | CNHalli_BLOCK_2_SMB4.1 | - | 13.65 | 325W | - | 42 | Modules | Main Inventry | In Operation |  | In Warranty | Trina Solar Co. Ltd. | 2017-09-26 | 2027-09-26 | 120 | TED-A11042-1808-XSC-0109-0 | Trina Solar Co. Ltd. | HSEPL | TSM-325PD14 | [5 empty] | Bescom | HSEPL | Clean Solar Power Tumkur Private Limited | Meera Corporation Kr | 2023-03-15 | 12
CNHalli_Block2 | Modules | CNHalli_Block2_SMB4.1_S8 | PV Solar Module String |  | CNHalli_BLOCK_2_SMB4.1 | - | 13.65 | 325W | - | 42 | Modules | Main Inventry | In Operation |  | In Warranty | Trina Solar Co. Ltd. | 2017-09-26 | 2027-09-26 | 120 | TED-A11042-1808-XSC-0109-0 | Trina Solar Co. Ltd. | HSEPL | TSM-325PD14 | [5 empty] | Bescom | HSEPL | Clean Solar Power Tumkur Private Limited | Meera Corporation Kr | 2023-03-15 | 12
CNHalli_Block2 | Modules | CNHalli_Block2_SMB4.1_S9 | PV Solar Module String |  | CNHalli_BLOCK_2_SMB4.1 | - | 13.65 | 325W | - | 42 | Modules | Main Inventry | In Operation |  | In Warranty | Trina Solar Co. Ltd. | 2017-09-26 | 2027-09-26 | 120 | TED-A11042-1808-XSC-0109-0 | Trina Solar Co. Ltd. | HSEPL | TSM-325PD14 | [5 empty] | Bescom | HSEPL | Clean Solar Power Tumkur Private Limited | Meera Corporation Kr | 2023-03-15 | 12
CNHalli_Block2 | Modules | CNHalli_Block2_SMB4.1_S10 | PV Solar Module String |  | CNHalli_BLOCK_2_SMB4.1 | - | 13.65 | 325W | - | 42 | Modules | Main Inventry | In Operation |  | In Warranty | Trina Solar Co. Ltd. | 2017-09-26 | 2027-09-26 | 120 | TED-A11042-1808-XSC-0109-0 | Trina Solar Co. Ltd. | HSEPL | TSM-325PD14 | [5 empty] | Bescom | HSEPL | Clean Solar Power Tumkur Private Limited | Meera Corporation Kr | 2023-03-15 | 12
CNHalli_Block2 | Modules | CNHalli_Block2_SMB4.1_S11 | PV Solar Module String |  | CNHalli_BLOCK_2_SMB4.1 | - | 13.65 | 325W | - | 42 | Modules | Main Inventry | In Operation |  | In Warranty | Trina Solar Co. Ltd. | 2017-09-26 | 2027-09-26 | 120 | TED-A11042-1808-XSC-0109-0 | Trina Solar Co. Ltd. | HSEPL | TSM-325PD14 | [5 empty] | Bescom | HSEPL | Clean Solar Power Tumkur Private Limited | Meera Corporation Kr | 2023-03-15 | 12
CNHalli_Block2 | Modules | CNHalli_Block2_SMB4.1_S12 | PV Solar Module String |  | CNHalli_BLOCK_2_SMB4.1 | - | 13.65 | 325W | - | 42 | Modules | Main Inventry | In Operation |  | In Warranty | Trina Solar Co. Ltd. | 2017-09-26 | 2027-09-26 | 120 | TED-A11042-1808-XSC-0109-0 | Trina Solar Co. Ltd. | HSEPL | TSM-325PD14 | [5 empty] | Bescom | HSEPL | Clean Solar Power Tumkur Private Limited | Meera Corporation Kr | 2023-03-15 | 12
CNHalli_Block2 | Modules | CNHalli_Block2_SMB4.2_S1 | PV Solar Module String |  | CNHalli_BLOCK_2_SMB4.2 | - | 13.65 | 325W | - | 42 | Modules | Main Inventry | In Operation |  | In Warranty | Trina Solar Co. Ltd. | 2017-09-26 | 2027-09-26 | 120 | TED-A11042-1808-XSC-0109-0 | Trina Solar Co. Ltd. | HSEPL | TSM-325PD14 | [5 empty] | Bescom | HSEPL | Clean Solar Power Tumkur Private Limited | Meera Corporation Kr | 2023-03-15 | 12
CNHalli_Block2 | Modules | CNHalli_Block2_SMB4.2_S2 | PV Solar Module String |  | CNHalli_BLOCK_2_SMB4.2 | - | 13.65 | 325W | - | 42 | Modules | Main Inventry | In Operation |  | In Warranty | Trina Solar Co. Ltd. | 2017-09-26 | 2027-09-26 | 120 | TED-A11042-1808-XSC-0109-0 | Trina Solar Co. Ltd. | HSEPL | TSM-325PD14 | [5 empty] | Bescom | HSEPL | Clean Solar Power Tumkur Private Limited | Meera Corporation Kr | 2023-03-15 | 12
CNHalli_Block2 | Modules | CNHalli_Block2_SMB4.2_S3 | PV Solar Module String |  | CNHalli_BLOCK_2_SMB4.2 | - | 13.65 | 325W | - | 42 | Modules | Main Inventry | In Operation |  | In Warranty | Trina Solar Co. Ltd. | 2017-09-26 | 2027-09-26 | 120 | TED-A11042-1808-XSC-0109-0 | Trina Solar Co. Ltd. | HSEPL | TSM-325PD14 | [5 empty] | Bescom | HSEPL | Clean Solar Power Tumkur Private Limited | Meera Corporation Kr | 2023-03-15 | 12
CNHalli_Block2 | Modules | CNHalli_Block2_SMB4.2_S4 | PV Solar Module String |  | CNHalli_BLOCK_2_SMB4.2 | - | 13.65 | 325W | - | 42 | Modules | Main Inventry | In Operation |  | In Warranty | Trina Solar Co. Ltd. | 2017-09-26 | 2027-09-26 | 120 | TED-A11042-1808-XSC-0109-0 | Trina Solar Co. Ltd. | HSEPL | TSM-325PD14 | [5 empty] | Bescom | HSEPL | Clean Solar Power Tumkur Private Limited | Meera Corporation Kr | 2023-03-15 | 12
CNHalli_Block2 | Modules | CNHalli_Block2_SMB4.2_S5 | PV Solar Module String |  | CNHalli_BLOCK_2_SMB4.2 | - | 13.65 | 325W | - | 42 | Modules | Main Inventry | In Operation |  | In Warranty | Trina Solar Co. Ltd. | 2017-09-26 | 2027-09-26 | 120 | TED-A11042-1808-XSC-0109-0 | Trina Solar Co. Ltd. | HSEPL | TSM-325PD14 | [5 empty] | Bescom | HSEPL | Clean Solar Power Tumkur Private Limited | Meera Corporation Kr | 2023-03-15 | 12
CNHalli_Block2 | Modules | CNHalli_Block2_SMB4.2_S6 | PV Solar Module String |  | CNHalli_BLOCK_2_SMB4.2 | - | 13.65 | 325W | - | 42 | Modules | Main Inventry | In Operation |  | In Warranty | Trina Solar Co. Ltd. | 2017-09-26 | 2027-09-26 | 120 | TED-A11042-1808-XSC-0109-0 | Trina Solar Co. Ltd. | HSEPL | TSM-325PD14 | [5 empty] | Bescom | HSEPL | Clean Solar Power Tumkur Private Limited | Meera Corporation Kr | 2023-03-15 | 12
CNHalli_Block2 | Modules | CNHalli_Block2_SMB4.2_S7 | PV Solar Module String |  | CNHalli_BLOCK_2_SMB4.2 | - | 13.65 | 325W | - | 42 | Modules | Main Inventry | In Operation |  | In Warranty | Trina Solar Co. Ltd. | 2017-09-26 | 2027-09-26 | 120 | TED-A11042-1808-XSC-0109-0 | Trina Solar Co. Ltd. | HSEPL | TSM-325PD14 | [5 empty] | Bescom | HSEPL | Clean Solar Power Tumkur Private Limited | Meera Corporation Kr | 2023-03-15 | 12
CNHalli_Block2 | Modules | CNHalli_Block2_SMB4.2_S8 | PV Solar Module String |  | CNHalli_BLOCK_2_SMB4.2 | - | 13.65 | 325W | - | 42 | Modules | Main Inventry | In Operation |  | In Warranty | Trina Solar Co. Ltd. | 2017-09-26 | 2027-09-26 | 120 | TED-A11042-1808-XSC-0109-0 | Trina Solar Co. Ltd. | HSEPL | TSM-325PD14 | [5 empty] | Bescom | HSEPL | Clean Solar Power Tumkur Private Limited | Meera Corporation Kr | 2023-03-15 | 12
CNHalli_Block2 | Modules | CNHalli_Block2_SMB4.2_S9 | PV Solar Module String |  | CNHalli_BLOCK_2_SMB4.2 | - | 13.65 | 325W | - | 42 | Modules | Main Inventry | In Operation |  | In Warranty | Trina Solar Co. Ltd. | 2017-09-26 | 2027-09-26 | 120 | TED-A11042-1808-XSC-0109-0 | Trina Solar Co. Ltd. | HSEPL | TSM-325PD14 | [5 empty] | Bescom | HSEPL | Clean Solar Power Tumkur Private Limited | Meera Corporation Kr | 2023-03-15 | 12
CNHalli_Block2 | Modules | CNHalli_Block2_SMB4.2_S10 | PV Solar Module String |  | CNHalli_BLOCK_2_SMB4.2 | - | 13.65 | 325W | - | 42 | Modules | Main Inventry | In Operation |  | In Warranty | Trina Solar Co. Ltd. | 2017-09-26 | 2027-09-26 | 120 | TED-A11042-1808-XSC-0109-0 | Trina Solar Co. Ltd. | HSEPL | TSM-325PD14 | [5 empty] | Bescom | HSEPL | Clean Solar Power Tumkur Private Limited | Meera Corporation Kr | 2023-03-15 | 12
CNHalli_Block2 | Modules | CNHalli_Block2_SMB4.2_S11 | PV Solar Module String |  | CNHalli_BLOCK_2_SMB4.2 | - | 13.65 | 325W | - | 42 | Modules | Main Inventry | In Operation |  | In Warranty | Trina Solar Co. Ltd. | 2017-09-26 | 2027-09-26 | 120 | TED-A11042-1808-XSC-0109-0 | Trina Solar Co. Ltd. | HSEPL | TSM-325PD14 | [5 empty] | Bescom | HSEPL | Clean Solar Power Tumkur Private Limited | Meera Corporation Kr | 2023-03-15 | 12
CNHalli_Block2 | Modules | CNHalli_Block2_SMB4.2_S12 | PV Solar Module String |  | CNHalli_BLOCK_2_SMB4.2 | - | 13.65 | 325W | - | 42 | Modules | Main Inventry | In Operation |  | In Warranty | Trina Solar Co. Ltd. | 2017-09-26 | 2027-09-26 | 120 | TED-A11042-1808-XSC-0109-0 | Trina Solar Co. Ltd. | HSEPL | TSM-325PD14 | [5 empty] | Bescom | HSEPL | Clean Solar Power Tumkur Private Limited | Meera Corporation Kr | 2023-03-15 | 12
CNHalli_Block2 | Modules | CNHalli_Block2_SMB4.3_S1 | PV Solar Module String |  | CNHalli_BLOCK_2_SMB4.3 | - | 13.65 | 325W | - | 42 | Modules | Main Inventry | In Operation |  | In Warranty | Trina Solar Co. Ltd. | 2017-09-26 | 2027-09-26 | 120 | TED-A11042-1808-XSC-0109-0 | Trina Solar Co. Ltd. | HSEPL | TSM-325PD14 | [5 empty] | Bescom | HSEPL | Clean Solar Power Tumkur Private Limited | Meera Corporation Kr | 2023-03-15 | 12
CNHalli_Block2 | Modules | CNHalli_Block2_SMB4.3_S2 | PV Solar Module String |  | CNHalli_BLOCK_2_SMB4.3 | - | 13.65 | 325W | - | 42 | Modules | Main Inventry | In Operation |  | In Warranty | Trina Solar Co. Ltd. | 2017-09-26 | 2027-09-26 | 120 | TED-A11042-1808-XSC-0109-0 | Trina Solar Co. Ltd. | HSEPL | TSM-325PD14 | [5 empty] | Bescom | HSEPL | Clean Solar Power Tumkur Private Limited | Meera Corporation Kr | 2023-03-15 | 12
CNHalli_Block2 | Modules | CNHalli_Block2_SMB4.3_S3 | PV Solar Module String |  | CNHalli_BLOCK_2_SMB4.3 | - | 13.65 | 325W | - | 42 | Modules | Main Inventry | In Operation |  | In Warranty | Trina Solar Co. Ltd. | 2017-09-26 | 2027-09-26 | 120 | TED-A11042-1808-XSC-0109-0 | Trina Solar Co. Ltd. | HSEPL | TSM-325PD14 | [5 empty] | Bescom | HSEPL | Clean Solar Power Tumkur Private Limited | Meera Corporation Kr | 2023-03-15 | 12
CNHalli_Block2 | Modules | CNHalli_Block2_SMB4.3_S4 | PV Solar Module String |  | CNHalli_BLOCK_2_SMB4.3 | - | 13.65 | 325W | - | 42 | Modules | Main Inventry | In Operation |  | In Warranty | Trina Solar Co. Ltd. | 2017-09-26 | 2027-09-26 | 120 | TED-A11042-1808-XSC-0109-0 | Trina Solar Co. Ltd. | HSEPL | TSM-325PD14 | [5 empty] | Bescom | HSEPL | Clean Solar Power Tumkur Private Limited | Meera Corporation Kr | 2023-03-15 | 12
CNHalli_Block2 | Modules | CNHalli_Block2_SMB4.3_S5 | PV Solar Module String |  | CNHalli_BLOCK_2_SMB4.3 | - | 13.65 | 325W | - | 42 | Modules | Main Inventry | In Operation |  | In Warranty | Trina Solar Co. Ltd. | 2017-09-26 | 2027-09-26 | 120 | TED-A11042-1808-XSC-0109-0 | Trina Solar Co. Ltd. | HSEPL | TSM-325PD14 | [5 empty] | Bescom | HSEPL | Clean Solar Power Tumkur Private Limited | Meera Corporation Kr | 2023-03-15 | 12
CNHalli_Block2 | Modules | CNHalli_Block2_SMB4.3_S6 | PV Solar Module String |  | CNHalli_BLOCK_2_SMB4.3 | - | 13.65 | 325W | - | 42 | Modules | Main Inventry | In Operation |  | In Warranty | Trina Solar Co. Ltd. | 2017-09-26 | 2027-09-26 | 120 | TED-A11042-1808-XSC-0109-0 | Trina Solar Co. Ltd. | HSEPL | TSM-325PD14 | [5 empty] | Bescom | HSEPL | Clean Solar Power Tumkur Private Limited | Meera Corporation Kr | 2023-03-15 | 12
CNHalli_Block2 | Modules | CNHalli_Block2_SMB4.3_S7 | PV Solar Module String |  | CNHalli_BLOCK_2_SMB4.3 | - | 13.65 | 325W | - | 42 | Modules | Main Inventry | In Operation |  | In Warranty | Trina Solar Co. Ltd. | 2017-09-26 | 2027-09-26 | 120 | TED-A11042-1808-XSC-0109-0 | Trina Solar Co. Ltd. | HSEPL | TSM-325PD14 | [5 empty] | Bescom | HSEPL | Clean Solar Power Tumkur Private Limited | Meera Corporation Kr | 2023-03-15 | 12
CNHalli_Block2 | Modules | CNHalli_Block2_SMB4.3_S8 | PV Solar Module String |  | CNHalli_BLOCK_2_SMB4.3 | - | 13.65 | 325W | - | 42 | Modules | Main Inventry | In Operation |  | In Warranty | Trina Solar Co. Ltd. | 2017-09-26 | 2027-09-26 | 120 | TED-A11042-1808-XSC-0109-0 | Trina Solar Co. Ltd. | HSEPL | TSM-325PD14 | [5 empty] | Bescom | HSEPL | Clean Solar Power Tumkur Private Limited | Meera Corporation Kr | 2023-03-15 | 12
CNHalli_Block2 | Modules | CNHalli_Block2_SMB4.3_S9 | PV Solar Module String |  | CNHalli_BLOCK_2_SMB4.3 | - | 13.65 | 325W | - | 42 | Modules | Main Inventry | In Operation |  | In Warranty | Trina Solar Co. Ltd. | 2017-09-26 | 2027-09-26 | 120 | TED-A11042-1808-XSC-0109-0 | Trina Solar Co. Ltd. | HSEPL | TSM-325PD14 | [5 empty] | Bescom | HSEPL | Clean Solar Power Tumkur Private Limited | Meera Corporation Kr | 2023-03-15 | 12
CNHalli_Block2 | Modules | CNHalli_Block2_SMB4.3_S10 | PV Solar Module String |  | CNHalli_BLOCK_2_SMB4.3 | - | 13.65 | 325W | - | 42 | Modules | Main Inventry | In Operation |  | In Warranty | Trina Solar Co. Ltd. | 2017-09-26 | 2027-09-26 | 120 | TED-A11042-1808-XSC-0109-0 | Trina Solar Co. Ltd. | HSEPL | TSM-325PD14 | [5 empty] | Bescom | HSEPL | Clean Solar Power Tumkur Private Limited | Meera Corporation Kr | 2023-03-15 | 12
CNHalli_Block2 | Modules | CNHalli_Block2_SMB4.3_S11 | PV Solar Module String |  | CNHalli_BLOCK_2_SMB4.3 | - | 13.65 | 325W | - | 42 | Modules | Main Inventry | In Operation |  | In Warranty | Trina Solar Co. Ltd. | 2017-09-26 | 2027-09-26 | 120 | TED-A11042-1808-XSC-0109-0 | Trina Solar Co. Ltd. | HSEPL | TSM-325PD14 | [5 empty] | Bescom | HSEPL | Clean Solar Power Tumkur Private Limited | Meera Corporation Kr | 2023-03-15 | 12
CNHalli_Block2 | Modules | CNHalli_Block2_SMB4.3_S12 | PV Solar Module String |  | CNHalli_BLOCK_2_SMB4.3 | - | 13.65 | 325W | - | 42 | Modules | Main Inventry | In Operation |  | In Warranty | Trina Solar Co. Ltd. | 2017-09-26 | 2027-09-26 | 120 | TED-A11042-1808-XSC-0109-0 | Trina Solar Co. Ltd. | HSEPL | TSM-325PD14 | [5 empty] | Bescom | HSEPL | Clean Solar Power Tumkur Private Limited | Meera Corporation Kr | 2023-03-15 | 12
CNHalli_Block2 | Modules | CNHalli_Block2_SMB4.4_S1 | PV Solar Module String |  | CNHalli_BLOCK_2_SMB4.4 | - | 13.65 | 325W | - | 42 | Modules | Main Inventry | In Operation |  | In Warranty | Trina Solar Co. Ltd. | 2017-09-26 | 2027-09-26 | 120 | TED-A11042-1808-XSC-0109-0 | Trina Solar Co. Ltd. | HSEPL | TSM-325PD14 | [5 empty] | Bescom | HSEPL | Clean Solar Power Tumkur Private Limited | Meera Corporation Kr | 2023-03-15 | 12
CNHalli_Block2 | Modules | CNHalli_Block2_SMB4.4_S2 | PV Solar Module String |  | CNHalli_BLOCK_2_SMB4.4 | - | 13.65 | 325W | - | 42 | Modules | Main Inventry | In Operation |  | In Warranty | Trina Solar Co. Ltd. | 2017-09-26 | 2027-09-26 | 120 | TED-A11042-1808-XSC-0109-0 | Trina Solar Co. Ltd. | HSEPL | TSM-325PD14 | [5 empty] | Bescom | HSEPL | Clean Solar Power Tumkur Private Limited | Meera Corporation Kr | 2023-03-15 | 12
CNHalli_Block2 | Modules | CNHalli_Block2_SMB4.4_S3 | PV Solar Module String |  | CNHalli_BLOCK_2_SMB4.4 | - | 13.65 | 325W | - | 42 | Modules | Main Inventry | In Operation |  | In Warranty | Trina Solar Co. Ltd. | 2017-09-26 | 2027-09-26 | 120 | TED-A11042-1808-XSC-0109-0 | Trina Solar Co. Ltd. | HSEPL | TSM-325PD14 | [5 empty] | Bescom | HSEPL | Clean Solar Power Tumkur Private Limited | Meera Corporation Kr | 2023-03-15 | 12
CNHalli_Block2 | Modules | CNHalli_Block2_SMB4.4_S4 | PV Solar Module String |  | CNHalli_BLOCK_2_SMB4.4 | - | 13.65 | 325W | - | 42 | Modules | Main Inventry | In Operation |  | In Warranty | Trina Solar Co. Ltd. | 2017-09-26 | 2027-09-26 | 120 | TED-A11042-1808-XSC-0109-0 | Trina Solar Co. Ltd. | HSEPL | TSM-325PD14 | [5 empty] | Bescom | HSEPL | Clean Solar Power Tumkur Private Limited | Meera Corporation Kr | 2023-03-15 | 12
CNHalli_Block2 | Modules | CNHalli_Block2_SMB4.4_S5 | PV Solar Module String |  | CNHalli_BLOCK_2_SMB4.4 | - | 13.65 | 325W | - | 42 | Modules | Main Inventry | In Operation |  | In Warranty | Trina Solar Co. Ltd. | 2017-09-26 | 2027-09-26 | 120 | TED-A11042-1808-XSC-0109-0 | Trina Solar Co. Ltd. | HSEPL | TSM-325PD14 | [5 empty] | Bescom | HSEPL | Clean Solar Power Tumkur Private Limited | Meera Corporation Kr | 2023-03-15 | 12
CNHalli_Block2 | Modules | CNHalli_Block2_SMB4.4_S6 | PV Solar Module String |  | CNHalli_BLOCK_2_SMB4.4 | - | 13.65 | 325W | - | 42 | Modules | Main Inventry | In Operation |  | In Warranty | Trina Solar Co. Ltd. | 2017-09-26 | 2027-09-26 | 120 | TED-A11042-1808-XSC-0109-0 | Trina Solar Co. Ltd. | HSEPL | TSM-325PD14 | [5 empty] | Bescom | HSEPL | Clean Solar Power Tumkur Private Limited | Meera Corporation Kr | 2023-03-15 | 12
CNHalli_Block2 | Modules | CNHalli_Block2_SMB4.4_S7 | PV Solar Module String |  | CNHalli_BLOCK_2_SMB4.4 | - | 13.65 | 325W | - | 42 | Modules | Main Inventry | In Operation |  | In Warranty | Trina Solar Co. Ltd. | 2017-09-26 | 2027-09-26 | 120 | TED-A11042-1808-XSC-0109-0 | Trina Solar Co. Ltd. | HSEPL | TSM-325PD14 | [5 empty] | Bescom | HSEPL | Clean Solar Power Tumkur Private Limited | Meera Corporation Kr | 2023-03-15 | 12
CNHalli_Block2 | Modules | CNHalli_Block2_SMB4.4_S8 | PV Solar Module String |  | CNHalli_BLOCK_2_SMB4.4 | - | 13.65 | 325W | - | 42 | Modules | Main Inventry | In Operation |  | In Warranty | Trina Solar Co. Ltd. | 2017-09-26 | 2027-09-26 | 120 | TED-A11042-1808-XSC-0109-0 | Trina Solar Co. Ltd. | HSEPL | TSM-325PD14 | [5 empty] | Bescom | HSEPL | Clean Solar Power Tumkur Private Limited | Meera Corporation Kr | 2023-03-15 | 12
CNHalli_Block2 | Modules | CNHalli_Block2_SMB4.4_S9 | PV Solar Module String |  | CNHalli_BLOCK_2_SMB4.4 | - | 13.65 | 325W | - | 42 | Modules | Main Inventry | In Operation |  | In Warranty | Trina Solar Co. Ltd. | 2017-09-26 | 2027-09-26 | 120 | TED-A11042-1808-XSC-0109-0 | Trina Solar Co. Ltd. | HSEPL | TSM-325PD14 | [5 empty] | Bescom | HSEPL | Clean Solar Power Tumkur Private Limited | Meera Corporation Kr | 2023-03-15 | 12
CNHalli_Block2 | Modules | CNHalli_Block2_SMB4.4_S10 | PV Solar Module String |  | CNHalli_BLOCK_2_SMB4.4 | - | 13.65 | 325W | - | 42 | Modules | Main Inventry | In Operation |  | In Warranty | Trina Solar Co. Ltd. | 2017-09-26 | 2027-09-26 | 120 | TED-A11042-1808-XSC-0109-0 | Trina Solar Co. Ltd. | HSEPL | TSM-325PD14 | [5 empty] | Bescom | HSEPL | Clean Solar Power Tumkur Private Limited | Meera Corporation Kr | 2023-03-15 | 12
CNHalli_Block2 | Modules | CNHalli_Block2_SMB4.4_S11 | PV Solar Module String |  | CNHalli_BLOCK_2_SMB4.4 | - | 13.65 | 325W | - | 42 | Modules | Main Inventry | In Operation |  | In Warranty | Trina Solar Co. Ltd. | 2017-09-26 | 2027-09-26 | 120 | TED-A11042-1808-XSC-0109-0 | Trina Solar Co. Ltd. | HSEPL | TSM-325PD14 | [5 empty] | Bescom | HSEPL | Clean Solar Power Tumkur Private Limited | Meera Corporation Kr | 2023-03-15 | 12
CNHalli_Block2 | Modules | CNHalli_Block2_SMB4.4_S12 | PV Solar Module String |  | CNHalli_BLOCK_2_SMB4.4 | - | 13.65 | 325W | - | 42 | Modules | Main Inventry | In Operation |  | In Warranty | Trina Solar Co. Ltd. | 2017-09-26 | 2027-09-26 | 120 | TED-A11042-1808-XSC-0109-0 | Trina Solar Co. Ltd. | HSEPL | TSM-325PD14 | [5 empty] | Bescom | HSEPL | Clean Solar Power Tumkur Private Limited | Meera Corporation Kr | 2023-03-15 | 12
CNHalli_Block2 | Modules | CNHalli_Block2_SMB4.5_S1 | PV Solar Module String |  | CNHalli_BLOCK_2_SMB4.5 | - | 13.65 | 325W | - | 42 | Modules | Main Inventry | In Operation |  | In Warranty | Trina Solar Co. Ltd. | 2017-09-26 | 2027-09-26 | 120 | TED-A11042-1808-XSC-0109-0 | Trina Solar Co. Ltd. | HSEPL | TSM-325PD14 | [5 empty] | Bescom | HSEPL | Clean Solar Power Tumkur Private Limited | Meera Corporation Kr | 2023-03-15 | 12
CNHalli_Block2 | Modules | CNHalli_Block2_SMB4.5_S2 | PV Solar Module String |  | CNHalli_BLOCK_2_SMB4.5 | - | 13.65 | 325W | - | 42 | Modules | Main Inventry | In Operation |  | In Warranty | Trina Solar Co. Ltd. | 2017-09-26 | 2027-09-26 | 120 | TED-A11042-1808-XSC-0109-0 | Trina Solar Co. Ltd. | HSEPL | TSM-325PD14 | [5 empty] | Bescom | HSEPL | Clean Solar Power Tumkur Private Limited | Meera Corporation Kr | 2023-03-15 | 12
CNHalli_Block2 | Modules | CNHalli_Block2_SMB4.5_S3 | PV Solar Module String |  | CNHalli_BLOCK_2_SMB4.5 | - | 13.65 | 325W | - | 42 | Modules | Main Inventry | In Operation |  | In Warranty | Trina Solar Co. Ltd. | 2017-09-26 | 2027-09-26 | 120 | TED-A11042-1808-XSC-0109-0 | Trina Solar Co. Ltd. | HSEPL | TSM-325PD14 | [5 empty] | Bescom | HSEPL | Clean Solar Power Tumkur Private Limited | Meera Corporation Kr | 2023-03-15 | 12
CNHalli_Block2 | Modules | CNHalli_Block2_SMB4.5_S4 | PV Solar Module String |  | CNHalli_BLOCK_2_SMB4.5 | - | 13.65 | 325W | - | 42 | Modules | Main Inventry | In Operation |  | In Warranty | Trina Solar Co. Ltd. | 2017-09-26 | 2027-09-26 | 120 | TED-A11042-1808-XSC-0109-0 | Trina Solar Co. Ltd. | HSEPL | TSM-325PD14 | [5 empty] | Bescom | HSEPL | Clean Solar Power Tumkur Private Limited | Meera Corporation Kr | 2023-03-15 | 12
CNHalli_Block2 | Modules | CNHalli_Block2_SMB4.5_S5 | PV Solar Module String |  | CNHalli_BLOCK_2_SMB4.5 | - | 13.65 | 325W | - | 42 | Modules | Main Inventry | In Operation |  | In Warranty | Trina Solar Co. Ltd. | 2017-09-26 | 2027-09-26 | 120 | TED-A11042-1808-XSC-0109-0 | Trina Solar Co. Ltd. | HSEPL | TSM-325PD14 | [5 empty] | Bescom | HSEPL | Clean Solar Power Tumkur Private Limited | Meera Corporation Kr | 2023-03-15 | 12
CNHalli_Block2 | Modules | CNHalli_Block2_SMB4.5_S6 | PV Solar Module String |  | CNHalli_BLOCK_2_SMB4.5 | - | 13.65 | 325W | - | 42 | Modules | Main Inventry | In Operation |  | In Warranty | Trina Solar Co. Ltd. | 2017-09-26 | 2027-09-26 | 120 | TED-A11042-1808-XSC-0109-0 | Trina Solar Co. Ltd. | HSEPL | TSM-325PD14 | [5 empty] | Bescom | HSEPL | Clean Solar Power Tumkur Private Limited | Meera Corporation Kr | 2023-03-15 | 12
CNHalli_Block2 | Modules | CNHalli_Block2_SMB4.5_S7 | PV Solar Module String |  | CNHalli_BLOCK_2_SMB4.5 | - | 13.65 | 325W | - | 42 | Modules | Main Inventry | In Operation |  | In Warranty | Trina Solar Co. Ltd. | 2017-09-26 | 2027-09-26 | 120 | TED-A11042-1808-XSC-0109-0 | Trina Solar Co. Ltd. | HSEPL | TSM-325PD14 | [5 empty] | Bescom | HSEPL | Clean Solar Power Tumkur Private Limited | Meera Corporation Kr | 2023-03-15 | 12
CNHalli_Block2 | Modules | CNHalli_Block2_SMB4.5_S8 | PV Solar Module String |  | CNHalli_BLOCK_2_SMB4.5 | - | 13.65 | 325W | - | 42 | Modules | Main Inventry | In Operation |  | In Warranty | Trina Solar Co. Ltd. | 2017-09-26 | 2027-09-26 | 120 | TED-A11042-1808-XSC-0109-0 | Trina Solar Co. Ltd. | HSEPL | TSM-325PD14 | [5 empty] | Bescom | HSEPL | Clean Solar Power Tumkur Private Limited | Meera Corporation Kr | 2023-03-15 | 12
CNHalli_Block2 | Modules | CNHalli_Block2_SMB4.5_S9 | PV Solar Module String |  | CNHalli_BLOCK_2_SMB4.5 | - | 13.65 | 325W | - | 42 | Modules | Main Inventry | In Operation |  | In Warranty | Trina Solar Co. Ltd. | 2017-09-26 | 2027-09-26 | 120 | TED-A11042-1808-XSC-0109-0 | Trina Solar Co. Ltd. | HSEPL | TSM-325PD14 | [5 empty] | Bescom | HSEPL | Clean Solar Power Tumkur Private Limited | Meera Corporation Kr | 2023-03-15 | 12
CNHalli_Block2 | Modules | CNHalli_Block2_SMB4.5_S10 | PV Solar Module String |  | CNHalli_BLOCK_2_SMB4.5 | - | 13.65 | 325W | - | 42 | Modules | Main Inventry | In Operation |  | In Warranty | Trina Solar Co. Ltd. | 2017-09-26 | 2027-09-26 | 120 | TED-A11042-1808-XSC-0109-0 | Trina Solar Co. Ltd. | HSEPL | TSM-325PD14 | [5 empty] | Bescom | HSEPL | Clean Solar Power Tumkur Private Limited | Meera Corporation Kr | 2023-03-15 | 12
CNHalli_Block2 | Modules | CNHalli_Block2_SMB4.5_S11 | PV Solar Module String |  | CNHalli_BLOCK_2_SMB4.5 | - | 13.65 | 325W | - | 42 | Modules | Main Inventry | In Operation |  | In Warranty | Trina Solar Co. Ltd. | 2017-09-26 | 2027-09-26 | 120 | TED-A11042-1808-XSC-0109-0 | Trina Solar Co. Ltd. | HSEPL | TSM-325PD14 | [5 empty] | Bescom | HSEPL | Clean Solar Power Tumkur Private Limited | Meera Corporation Kr | 2023-03-15 | 12
CNHalli_Block2 | Modules | CNHalli_Block2_SMB4.5_S12 | PV Solar Module String |  | CNHalli_BLOCK_2_SMB4.5 | - | 13.65 | 325W | - | 42 | Modules | Main Inventry | In Operation |  | In Warranty | Trina Solar Co. Ltd. | 2017-09-26 | 2027-09-26 | 120 | TED-A11042-1808-XSC-0109-0 | Trina Solar Co. Ltd. | HSEPL | TSM-325PD14 | [5 empty] | Bescom | HSEPL | Clean Solar Power Tumkur Private Limited | Meera Corporation Kr | 2023-03-15 | 12
CNHalli_Block2 | Modules | CNHalli_Block2_SMB4.6_S1 | PV Solar Module String |  | CNHalli_BLOCK_2_SMB4.6 | - | 13.65 | 325W | - | 42 | Modules | Main Inventry | In Operation |  | In Warranty | Trina Solar Co. Ltd. | 2017-09-26 | 2027-09-26 | 120 | TED-A11042-1808-XSC-0109-0 | Trina Solar Co. Ltd. | HSEPL | TSM-325PD14 | [5 empty] | Bescom | HSEPL | Clean Solar Power Tumkur Private Limited | Meera Corporation Kr | 2023-03-15 | 12
CNHalli_Block2 | Modules | CNHalli_Block2_SMB4.6_S2 | PV Solar Module String |  | CNHalli_BLOCK_2_SMB4.6 | - | 13.65 | 325W | - | 42 | Modules | Main Inventry | In Operation |  | In Warranty | Trina Solar Co. Ltd. | 2017-09-26 | 2027-09-26 | 120 | TED-A11042-1808-XSC-0109-0 | Trina Solar Co. Ltd. | HSEPL | TSM-325PD14 | [5 empty] | Bescom | HSEPL | Clean Solar Power Tumkur Private Limited | Meera Corporation Kr | 2023-03-15 | 12
CNHalli_Block2 | Modules | CNHalli_Block2_SMB4.6_S3 | PV Solar Module String |  | CNHalli_BLOCK_2_SMB4.6 | - | 13.65 | 325W | - | 42 | Modules | Main Inventry | In Operation |  | In Warranty | Trina Solar Co. Ltd. | 2017-09-26 | 2027-09-26 | 120 | TED-A11042-1808-XSC-0109-0 | Trina Solar Co. Ltd. | HSEPL | TSM-325PD14 | [5 empty] | Bescom | HSEPL | Clean Solar Power Tumkur Private Limited | Meera Corporation Kr | 2023-03-15 | 12
CNHalli_Block2 | Modules | CNHalli_Block2_SMB4.6_S4 | PV Solar Module String |  | CNHalli_BLOCK_2_SMB4.6 | - | 13.65 | 325W | - | 42 | Modules | Main Inventry | In Operation |  | In Warranty | Trina Solar Co. Ltd. | 2017-09-26 | 2027-09-26 | 120 | TED-A11042-1808-XSC-0109-0 | Trina Solar Co. Ltd. | HSEPL | TSM-325PD14 | [5 empty] | Bescom | HSEPL | Clean Solar Power Tumkur Private Limited | Meera Corporation Kr | 2023-03-15 | 12
CNHalli_Block2 | Modules | CNHalli_Block2_SMB4.6_S5 | PV Solar Module String |  | CNHalli_BLOCK_2_SMB4.6 | - | 13.65 | 325W | - | 42 | Modules | Main Inventry | In Operation |  | In Warranty | Trina Solar Co. Ltd. | 2017-09-26 | 2027-09-26 | 120 | TED-A11042-1808-XSC-0109-0 | Trina Solar Co. Ltd. | HSEPL | TSM-325PD14 | [5 empty] | Bescom | HSEPL | Clean Solar Power Tumkur Private Limited | Meera Corporation Kr | 2023-03-15 | 12
CNHalli_Block2 | Modules | CNHalli_Block2_SMB4.6_S6 | PV Solar Module String |  | CNHalli_BLOCK_2_SMB4.6 | - | 13.65 | 325W | - | 42 | Modules | Main Inventry | In Operation |  | In Warranty | Trina Solar Co. Ltd. | 2017-09-26 | 2027-09-26 | 120 | TED-A11042-1808-XSC-0109-0 | Trina Solar Co. Ltd. | HSEPL | TSM-325PD14 | [5 empty] | Bescom | HSEPL | Clean Solar Power Tumkur Private Limited | Meera Corporation Kr | 2023-03-15 | 12
CNHalli_Block2 | Modules | CNHalli_Block2_SMB4.6_S7 | PV Solar Module String |  | CNHalli_BLOCK_2_SMB4.6 | - | 13.65 | 325W | - | 42 | Modules | Main Inventry | In Operation |  | In Warranty | Trina Solar Co. Ltd. | 2017-09-26 | 2027-09-26 | 120 | TED-A11042-1808-XSC-0109-0 | Trina Solar Co. Ltd. | HSEPL | TSM-325PD14 | [5 empty] | Bescom | HSEPL | Clean Solar Power Tumkur Private Limited | Meera Corporation Kr | 2023-03-15 | 12
CNHalli_Block2 | Modules | CNHalli_Block2_SMB4.6_S8 | PV Solar Module String |  | CNHalli_BLOCK_2_SMB4.6 | - | 13.65 | 325W | - | 42 | Modules | Main Inventry | In Operation |  | In Warranty | Trina Solar Co. Ltd. | 2017-09-26 | 2027-09-26 | 120 | TED-A11042-1808-XSC-0109-0 | Trina Solar Co. Ltd. | HSEPL | TSM-325PD14 | [5 empty] | Bescom | HSEPL | Clean Solar Power Tumkur Private Limited | Meera Corporation Kr | 2023-03-15 | 12
CNHalli_Block2 | Modules | CNHalli_Block2_SMB4.6_S9 | PV Solar Module String |  | CNHalli_BLOCK_2_SMB4.6 | - | 13.65 | 325W | - | 42 | Modules | Main Inventry | In Operation |  | In Warranty | Trina Solar Co. Ltd. | 2017-09-26 | 2027-09-26 | 120 | TED-A11042-1808-XSC-0109-0 | Trina Solar Co. Ltd. | HSEPL | TSM-325PD14 | [5 empty] | Bescom | HSEPL | Clean Solar Power Tumkur Private Limited | Meera Corporation Kr | 2023-03-15 | 12
CNHalli_Block2 | Modules | CNHalli_Block2_SMB4.6_S10 | PV Solar Module String |  | CNHalli_BLOCK_2_SMB4.6 | - | 13.65 | 325W | - | 42 | Modules | Main Inventry | In Operation |  | In Warranty | Trina Solar Co. Ltd. | 2017-09-26 | 2027-09-26 | 120 | TED-A11042-1808-XSC-0109-0 | Trina Solar Co. Ltd. | HSEPL | TSM-325PD14 | [5 empty] | Bescom | HSEPL | Clean Solar Power Tumkur Private Limited | Meera Corporation Kr | 2023-03-15 | 12
CNHalli_Block2 | Modules | CNHalli_Block2_SMB4.6_S11 | PV Solar Module String |  | CNHalli_BLOCK_2_SMB4.6 | - | 13.65 | 325W | - | 42 | Modules | Main Inventry | In Operation |  | In Warranty | Trina Solar Co. Ltd. | 2017-09-26 | 2027-09-26 | 120 | TED-A11042-1808-XSC-0109-0 | Trina Solar Co. Ltd. | HSEPL | TSM-325PD14 | [5 empty] | Bescom | HSEPL | Clean Solar Power Tumkur Private Limited | Meera Corporation Kr | 2023-03-15 | 12
CNHalli_Block2 | Modules | CNHalli_Block2_SMB4.6_S12 | PV Solar Module String |  | CNHalli_BLOCK_2_SMB4.6 | - | 13.65 | 325W | - | 42 | Modules | Main Inventry | In Operation |  | In Warranty | Trina Solar Co. Ltd. | 2017-09-26 | 2027-09-26 | 120 | TED-A11042-1808-XSC-0109-0 | Trina Solar Co. Ltd. | HSEPL | TSM-325PD14 | [5 empty] | Bescom | HSEPL | Clean Solar Power Tumkur Private Limited | Meera Corporation Kr | 2023-03-15 | 12
CNHalli_Block2 | Modules | CNHalli_Block2_SMB4.7_S1 | PV Solar Module String |  | CNHalli_BLOCK_2_SMB4.7 | - | 13.65 | 325W | - | 42 | Modules | Main Inventry | In Operation |  | In Warranty | Trina Solar Co. Ltd. | 2017-09-26 | 2027-09-26 | 120 | TED-A11042-1808-XSC-0109-0 | Trina Solar Co. Ltd. | HSEPL | TSM-325PD14 | [5 empty] | Bescom | HSEPL | Clean Solar Power Tumkur Private Limited | Meera Corporation Kr | 2023-03-15 | 12
CNHalli_Block2 | Modules | CNHalli_Block2_SMB4.7_S2 | PV Solar Module String |  | CNHalli_BLOCK_2_SMB4.7 | - | 13.65 | 325W | - | 42 | Modules | Main Inventry | In Operation |  | In Warranty | Trina Solar Co. Ltd. | 2017-09-26 | 2027-09-26 | 120 | TED-A11042-1808-XSC-0109-0 | Trina Solar Co. Ltd. | HSEPL | TSM-325PD14 | [5 empty] | Bescom | HSEPL | Clean Solar Power Tumkur Private Limited | Meera Corporation Kr | 2023-03-15 | 12
CNHalli_Block2 | Modules | CNHalli_Block2_SMB4.7_S3 | PV Solar Module String |  | CNHalli_BLOCK_2_SMB4.7 | - | 13.65 | 325W | - | 42 | Modules | Main Inventry | In Operation |  | In Warranty | Trina Solar Co. Ltd. | 2017-09-26 | 2027-09-26 | 120 | TED-A11042-1808-XSC-0109-0 | Trina Solar Co. Ltd. | HSEPL | TSM-325PD14 | [5 empty] | Bescom | HSEPL | Clean Solar Power Tumkur Private Limited | Meera Corporation Kr | 2023-03-15 | 12
CNHalli_Block2 | Modules | CNHalli_Block2_SMB4.7_S4 | PV Solar Module String |  | CNHalli_BLOCK_2_SMB4.7 | - | 13.65 | 325W | - | 42 | Modules | Main Inventry | In Operation |  | In Warranty | Trina Solar Co. Ltd. | 2017-09-26 | 2027-09-26 | 120 | TED-A11042-1808-XSC-0109-0 | Trina Solar Co. Ltd. | HSEPL | TSM-325PD14 | [5 empty] | Bescom | HSEPL | Clean Solar Power Tumkur Private Limited | Meera Corporation Kr | 2023-03-15 | 12
CNHalli_Block2 | Modules | CNHalli_Block2_SMB4.7_S5 | PV Solar Module String |  | CNHalli_BLOCK_2_SMB4.7 | - | 13.65 | 325W | - | 42 | Modules | Main Inventry | In Operation |  | In Warranty | Trina Solar Co. Ltd. | 2017-09-26 | 2027-09-26 | 120 | TED-A11042-1808-XSC-0109-0 | Trina Solar Co. Ltd. | HSEPL | TSM-325PD14 | [5 empty] | Bescom | HSEPL | Clean Solar Power Tumkur Private Limited | Meera Corporation Kr | 2023-03-15 | 12
CNHalli_Block2 | Modules | CNHalli_Block2_SMB4.7_S6 | PV Solar Module String |  | CNHalli_BLOCK_2_SMB4.7 | - | 13.65 | 325W | - | 42 | Modules | Main Inventry | In Operation |  | In Warranty | Trina Solar Co. Ltd. | 2017-09-26 | 2027-09-26 | 120 | TED-A11042-1808-XSC-0109-0 | Trina Solar Co. Ltd. | HSEPL | TSM-325PD14 | [5 empty] | Bescom | HSEPL | Clean Solar Power Tumkur Private Limited | Meera Corporation Kr | 2023-03-15 | 12
CNHalli_Block2 | Modules | CNHalli_Block2_SMB4.7_S7 | PV Solar Module String |  | CNHalli_BLOCK_2_SMB4.7 | - | 13.65 | 325W | - | 42 | Modules | Main Inventry | In Operation |  | In Warranty | Trina Solar Co. Ltd. | 2017-09-26 | 2027-09-26 | 120 | TED-A11042-1808-XSC-0109-0 | Trina Solar Co. Ltd. | HSEPL | TSM-325PD14 | [5 empty] | Bescom | HSEPL | Clean Solar Power Tumkur Private Limited | Meera Corporation Kr | 2023-03-15 | 12
CNHalli_Block2 | Modules | CNHalli_Block2_SMB4.7_S8 | PV Solar Module String |  | CNHalli_BLOCK_2_SMB4.7 | - | 13.65 | 325W | - | 42 | Modules | Main Inventry | In Operation |  | In Warranty | Trina Solar Co. Ltd. | 2017-09-26 | 2027-09-26 | 120 | TED-A11042-1808-XSC-0109-0 | Trina Solar Co. Ltd. | HSEPL | TSM-325PD14 | [5 empty] | Bescom | HSEPL | Clean Solar Power Tumkur Private Limited | Meera Corporation Kr | 2023-03-15 | 12
CNHalli_Block2 | Modules | CNHalli_Block2_SMB4.7_S9 | PV Solar Module String |  | CNHalli_BLOCK_2_SMB4.7 | - | 13.65 | 325W | - | 42 | Modules | Main Inventry | In Operation |  | In Warranty | Trina Solar Co. Ltd. | 2017-09-26 | 2027-09-26 | 120 | TED-A11042-1808-XSC-0109-0 | Trina Solar Co. Ltd. | HSEPL | TSM-325PD14 | [5 empty] | Bescom | HSEPL | Clean Solar Power Tumkur Private Limited | Meera Corporation Kr | 2023-03-15 | 12
CNHalli_Block2 | Modules | CNHalli_Block2_SMB4.7_S10 | PV Solar Module String |  | CNHalli_BLOCK_2_SMB4.7 | - | 13.65 | 325W | - | 42 | Modules | Main Inventry | In Operation |  | In Warranty | Trina Solar Co. Ltd. | 2017-09-26 | 2027-09-26 | 120 | TED-A11042-1808-XSC-0109-0 | Trina Solar Co. Ltd. | HSEPL | TSM-325PD14 | [5 empty] | Bescom | HSEPL | Clean Solar Power Tumkur Private Limited | Meera Corporation Kr | 2023-03-15 | 12
CNHalli_Block3 | Transformer | CNHalli_Block3_IDT3 | Inverter Duty Transformer |  | CNHalli_BLOCK_3 | 2187001 | - | - | 4.4 MVA,11KV/405V, | 1 | Transformer | Main Inventry | In Operation |  | Out of Warranty | Toshiba Transmission & Distribution Systems (India) Pvt. Ltd. | 2017-09-26 | 2022-09-25 | 60 | D17000377 | Toshiba Transmission & Distribution Systems (India) Pvt. Ltd. | L&T | ONAN | [5 empty] | Bescom | HSEPL | Clean Solar Power Tumkur Private Limited | Meera Corporation Kr | 2022-12-07 | 12
CNHalli_Block3 | ACDB | CNHalli_Block3_ACDB | ACDB |  | CNHalli_BLOCK_3 | - | - | - | 415v / 32A | 1 | ACDB | Main Inventry | In Operation |  | Out of Warranty | StahllformTechnik Pvt. Ltd. | 2017-09-26 | 2022-09-25 | 60 | NA | StahllformTechnik Pvt. Ltd. | L&T | Outdoor floor Mouinting | [5 empty] | Bescom | HSEPL | Clean Solar Power Tumkur Private Limited | Meera Corporation Kr | - | NA
CNHalli_Block3 | Transformer | CNHalli_Block3_Aux-Trafo | Aux Trafo |  | CNHalli_BLOCK_3 | VMCL/a/3087 | - | - | 11KV/400V, 75 KVA | 1 | Transformer | Main Inventry | In Operation |  | Out of Warranty | Voltech Manufacturing Company Ltd. | 2017-09-26 | 2022-09-25 | 60 | VMCL/Warranty/50/17-18 | Voltech Manufacturing Company Ltd. | L&T | ONAN | [5 empty] | Bescom | HSEPL | Clean Solar Power Tumkur Private Limited | Meera Corporation Kr | - | NA
CNHalli_Block3 | Change Over Panel | CNHalli_Block3_Change_Over Panel | Change Over Panel |  | CNHalli_BLOCK_3 |  | - | - | 415V, 80A | 1 | Auxiliary Panel | Main Inventry | In Operation |  | Out of Warranty | StahllformTechnik Pvt. Ltd. | 2017-09-26 | 2022-09-25 | 60 | NA | StahllformTechnik Pvt. Ltd. | L&T | Outdoor wall Mouinting | [5 empty] | Bescom | HSEPL | Clean Solar Power Tumkur Private Limited | Meera Corporation Kr | - | NA
CNHalli_Block3 | UPS | CNHalli_Block3_UPS | UPS |  | CNHalli_BLOCK_3 | 20170600613 | - | 25KVA, 380VDC | 400V | 1 | UPS | Main Inventry | In Operation |  | Out of Warranty | Power One Micro Systems Pvt. Ltd., | 2017-08-31 | 2020-08-30 | 36 | NA | Power One Micro Systems Pvt. Ltd., | L&T | PMP253R32 | [5 empty] | Bescom | HSEPL | Clean Solar Power Tumkur Private Limited | Meera Corporation Kr | - | NA
CNHalli_Block3 | UPS | CNHalli_Block3_UPS_DB | UPD_DB |  | CNHalli_BLOCK_3 | - | - | - | 415V, 63A | 1 | UPS DB | Main Inventry | In Operation |  | Out of Warranty | StahllformTechnik Pvt. Ltd. | 2017-09-26 | 2022-09-25 | 60 | NA | StahllformTechnik Pvt. Ltd. | L&T | Indoor wall Mouinting | [5 empty] | Bescom | HSEPL | Clean Solar Power Tumkur Private Limited | Meera Corporation Kr | - | NA
CNHalli_Block3 | UPS | CNHalli_Block3_UPS_Batteries | Battery |  | CNHalli_BLOCK_3 | - | - | 12V | - | 32 | Batteries | Main Inventry | In Operation |  | Out of Warranty | Power One Micro Systems Pvt. Ltd., | 2017-08-31 | 2019-08-30 | 24 | NA | Exide | L&T | EP 65-12 | [5 empty] | Bescom | HSEPL | Clean Solar Power Tumkur Private Limited | Meera Corporation Kr | - | NA
CNHalli_Block3 | RMU | CNHalli_Block3_RMU | RMU |  | CNHalli_BLOCK_3 | LQR01/05/03/12883 | - | - | 12KV, 565A, 21kA, 3sec | 1 | RMU | Main Inventry | In Operation |  | Out of Warranty | Siemens Ltd. | 2017-09-26 | 2022-09-25 | 60 | NA | Siemens Ltd. | L&T | 8DJH ST - RRL outdoor | [5 empty] | Bescom | HSEPL | Clean Solar Power Tumkur Private Limited | Meera Corporation Kr | 2022-12-25 | 12
CNHalli_Block3 | Inverter | CNHalli_Block3_INV1 | Inverter-1 |  | CNHalli_BLOCK_3 | 180805084 | 1095.07 | DC-1000V, 1635A | AC- 1100kva /OP-405,1586A | 1 | Inverter | Main Inventry | In Operation |  | In Warranty | SMA Solar Technology AG | 2017-09-26 | 2023-09-18 | 78 | 401893921 | SMA Solar Technology AG | HSEPL | Sunny Central 1000CP XT | [5 empty] | Bescom | HSEPL | Clean Solar Power Tumkur Private Limited | Meera Corporation Kr | - | NA
CNHalli_Block3 | Inverter | CNHalli_Block3_INV2 | Inverter-2 |  | CNHalli_BLOCK_3 | PVCIFAAF21J043H01 | 1088.64 | DC-1000V, 1635A | AC- 1100kva /OP-400,1445A | 1 | Inverter | Main Inventry | In Operation |  | In Warranty | Delta Electronics India Pvt. Ltd. | 2021-11-12 | 2026-11-11 | 60 | NA | Delta Electronics India Pvt. Ltd. | HSEPL | DelCEN 1000 | [5 empty] | Bescom | HSEPL | Clean Solar Power Tumkur Private Limited | Meera Corporation Kr | - | NA
CNHalli_Block3 | Inverter | CNHalli_Block3_INV3 | Inverter-3 |  | CNHalli_BLOCK_3 | 180804555 | 1088.64 | DC-1000V, 1635A | AC- 1100kva /OP-405,1586A | 1 | Inverter | Main Inventry | In Operation |  | In Warranty | SMA Solar Technology AG | 2017-09-26 | 2023-09-18 | 78 | 401893921 | SMA Solar Technology AG | HSEPL | Sunny Central 1000CP XT | [5 empty] | Bescom | HSEPL | Clean Solar Power Tumkur Private Limited | Meera Corporation Kr | - | NA
CNHalli_Block3 | Inverter | CNHalli_Block3_INV4 | Inverter-4 |  | CNHalli_BLOCK_3 | 180805093 | 1088.64 | DC-1000V, 1635A | AC- 1100kva /OP-405,1586A | 1 | Inverter | Main Inventry | In Operation |  | In Warranty | SMA Solar Technology AG | 2017-09-26 | 2023-09-18 | 78 | 401893921 | SMA Solar Technology AG | HSEPL | Sunny Central 1000CP XT | [5 empty] | Bescom | HSEPL | Clean Solar Power Tumkur Private Limited | Meera Corporation Kr | - | NA
CNHalli_Block3 | SCADA | CNHalli_Block3_PLC | PLC |  | CNHalli_BLOCK_3 | PRJ10124-P4 | - | 24v Dc | 230 AC | 1 | SCADA | Main Inventry | In Operation |  | Out of Warranty | GE Intelligent Platforms | 2017-09-26 | 2019-09-25 | 24 | NA | GE Intelligent Platforms | L&T | Outdoor floor Mouinting | [5 empty] | Bescom | HSEPL | Clean Solar Power Tumkur Private Limited | Meera Corporation Kr | - | NA
CNHalli_Block3 | SCADA | CNHalli_Block3_PLC | PLC |  | CNHalli_BLOCK_3 | PRJ10124-P4 | - | 24v Dc | 230 AC | 1 | SCADA | Main Inventry | In Operation |  | Out of Warranty | GE Intelligent Platforms | 2017-09-26 | 2019-09-25 | 24 | NA | GE Intelligent Platforms | L&T | Outdoor floor Mouinting | [5 empty] | Bescom | HSEPL | Clean Solar Power Tumkur Private Limited | Meera Corporation Kr | - | NA
CNHalli_Block3 | SCADA | CNHalli_Block3_PLC | PLC |  | CNHalli_BLOCK_3 | PRJ10124-P4 | - | 24v Dc | 230 AC | 7 | SCADA | Main Inventry | In Operation |  | Out of Warranty | GE Intelligent Platforms | 2017-09-26 | 2019-09-25 | 24 | NA | GE Intelligent Platforms | L&T | Outdoor floor Mouinting | [5 empty] | Bescom | HSEPL | Clean Solar Power Tumkur Private Limited | Meera Corporation Kr | - | NA
CNHalli_Block3 | SCADA | CNHalli_Block3_PLC | PLC |  | CNHalli_BLOCK_3 | PRJ10124-P4 | - | 24v Dc | 230 AC | 2 | SCADA | Main Inventry | In Operation |  | Out of Warranty | GE Intelligent Platforms | 2017-09-26 | 2019-09-25 | 24 | NA | GE Intelligent Platforms | L&T | Outdoor floor Mouinting | [5 empty] | Bescom | HSEPL | Clean Solar Power Tumkur Private Limited | Meera Corporation Kr | - | NA
CNHalli_Block3 | SCADA | CNHalli_Block3_PLC | PLC |  | CNHalli_BLOCK_3 | PRJ10124-P4 | - | 24v Dc | 230 AC | 1 | SCADA | Main Inventry | In Operation |  | Out of Warranty | GE Intelligent Platforms | 2017-09-26 | 2019-09-25 | 24 | NA | GE Intelligent Platforms | L&T | Outdoor floor Mouinting | [5 empty] | Bescom | HSEPL | Clean Solar Power Tumkur Private Limited | Meera Corporation Kr | - | NA
CNHalli_Block3 | SCADA | CNHalli_Block3_PLC | PLC |  | CNHalli_BLOCK_3 | PRJ10124-P4 | - | 24v Dc | 230 AC | 8 | SCADA | Main Inventry | In Operation |  | Out of Warranty | GE Intelligent Platforms | 2017-09-26 | 2019-09-25 | 24 | NA | GE Intelligent Platforms | L&T | Outdoor floor Mouinting | [5 empty] | Bescom | HSEPL | Clean Solar Power Tumkur Private Limited | Meera Corporation Kr | - | NA
CNHalli_Block3 | SCADA | CNHalli_Block3_PLC | PLC |  | CNHalli_BLOCK_3 | PRJ10124-P4 | - | 24v Dc | 230 AC | 2 | SCADA | Main Inventry | In Operation |  | Out of Warranty | GE Intelligent Platforms | 2017-09-26 | 2019-09-25 | 24 | NA | GE Intelligent Platforms | L&T | Outdoor floor Mouinting | [5 empty] | Bescom | HSEPL | Clean Solar Power Tumkur Private Limited | Meera Corporation Kr | - | NA
CNHalli_Block3 | SCADA | CNHalli_Block3_PLC | PLC |  | CNHalli_BLOCK_3 | PRJ10124-P4 | - | 24v Dc | 230 AC | 1 | SCADA | Main Inventry | In Operation |  | Out of Warranty | GE Intelligent Platforms | 2017-09-26 | 2019-09-25 | 24 | NA | GE Intelligent Platforms | L&T | Outdoor floor Mouinting | [5 empty] | Bescom | HSEPL | Clean Solar Power Tumkur Private Limited | Meera Corporation Kr | - | NA
CNHalli_Block3 | SCADA | CNHalli_Block3_PLC | PLC |  | CNHalli_BLOCK_3 | PRJ10124-P4 | - | 24v Dc | 230 AC | 1 | SCADA | Main Inventry | In Operation |  | Out of Warranty | GE Intelligent Platforms | 2017-09-26 | 2019-09-25 | 24 | NA | GE Intelligent Platforms | L&T | Outdoor floor Mouinting | [5 empty] | Bescom | HSEPL | Clean Solar Power Tumkur Private Limited | Meera Corporation Kr | - | NA
CNHalli_Block3 | LIGHTING | CNHalli_Block3_LDB | LDB |  | CNHalli_BLOCK_3 | - | - | - | 415V / 32A | 1 | LTDB | Main Inventry | In Operation |  | Out of Warranty | StahllformTechnik Pvt. Ltd. | 2017-09-26 | 2022-09-25 | 60 | NA | StahllformTechnik Pvt. Ltd. | L&T | Oudoor wall Mouinting | [5 empty] | Bescom | HSEPL | Clean Solar Power Tumkur Private Limited | Meera Corporation Kr | - | NA
CNHalli_Block3 | SMB | CNHalli_Block3_INV1_SMB1 | BLOCK_3_SMB_1.1 |  | CNHalli_BLOCK_3_INV_1 | 17E01450GO | - | 1000VDC 266A | - | 1 | SCB | Main Inventry | In Operation |  | Out of Warranty | Statcon Energiaa Pvt. Ltd. | 2017-09-26 | 2022-09-25 | 60 | NA | Statcon Energiaa Pvt. Ltd. | L&T | 14IN 1OUT - Three Box Model | [5 empty] | Bescom | HSEPL | Clean Solar Power Tumkur Private Limited | Meera Corporation Kr | - | NA
CNHalli_Block3 | SMB | CNHalli_Block3_INV1_SMB2 | BLOCK_3_SMB_1.2 |  | CNHalli_BLOCK_3_INV_1 | 17E01392GO | - | 1000VDC 266A | - | 1 | SCB | Main Inventry | In Operation |  | Out of Warranty | Statcon Energiaa Pvt. Ltd. | 2017-09-26 | 2022-09-25 | 60 | NA | Statcon Energiaa Pvt. Ltd. | L&T | 14IN 1OUT - Three Box Model | [5 empty] | Bescom | HSEPL | Clean Solar Power Tumkur Private Limited | Meera Corporation Kr | - | NA
CNHalli_Block3 | SMB | CNHalli_Block3_INV1_SMB3 | BLOCK_3_SMB_1.3 |  | CNHalli_BLOCK_3_INV_1 | 17E01573GO | - | 1000VDC 266A | - | 1 | SCB | Main Inventry | In Operation |  | Out of Warranty | Statcon Energiaa Pvt. Ltd. | 2017-09-26 | 2022-09-25 | 60 | NA | Statcon Energiaa Pvt. Ltd. | L&T | 14IN 1OUT - Three Box Model | [5 empty] | Bescom | HSEPL | Clean Solar Power Tumkur Private Limited | Meera Corporation Kr | - | NA
CNHalli_Block3 | SMB | CNHalli_Block3_INV1_SMB4 | BLOCK_3_SMB_1.4 |  | CNHalli_BLOCK_3_INV_1 | 17E01460GO | - | 1000VDC 266A | - | 1 | SCB | Main Inventry | In Operation |  | Out of Warranty | Statcon Energiaa Pvt. Ltd. | 2017-09-26 | 2022-09-25 | 60 | NA | Statcon Energiaa Pvt. Ltd. | L&T | 14IN 1OUT - Three Box Model | [5 empty] | Bescom | HSEPL | Clean Solar Power Tumkur Private Limited | Meera Corporation Kr | - | NA
CNHalli_Block3 | SMB | CNHalli_Block3_INV1_SMB5 | BLOCK_3_SMB_1.5 |  | CNHalli_BLOCK_3_INV_1 | 17E01404GO | - | 1000VDC 266A | - | 1 | SCB | Main Inventry | In Operation |  | Out of Warranty | Statcon Energiaa Pvt. Ltd. | 2017-09-26 | 2022-09-25 | 60 | NA | Statcon Energiaa Pvt. Ltd. | L&T | 14IN 1OUT - Three Box Model | [5 empty] | Bescom | HSEPL | Clean Solar Power Tumkur Private Limited | Meera Corporation Kr | - | NA
CNHalli_Block3 | SMB | CNHalli_Block3_INV1_SMB6 | BLOCK_3_SMB_1.6 |  | CNHalli_BLOCK_3_INV_1 | 17E01396GO | - | 1000VDC 266A | - | 1 | SCB | Main Inventry | In Operation |  | Out of Warranty | Statcon Energiaa Pvt. Ltd. | 2017-09-26 | 2022-09-25 | 60 | NA | Statcon Energiaa Pvt. Ltd. | L&T | 14IN 1OUT - Three Box Model | [5 empty] | Bescom | HSEPL | Clean Solar Power Tumkur Private Limited | Meera Corporation Kr | - | NA
CNHalli_Block3 | SMB | CNHalli_Block3_INV1_SMB7 | BLOCK_3_SMB_1.7 |  | CNHalli_BLOCK_3_INV_1 | 17E01520GO | - | 1000VDC 266A | - | 1 | SCB | Main Inventry | In Operation |  | Out of Warranty | Statcon Energiaa Pvt. Ltd. | 2017-09-26 | 2022-09-25 | 60 | NA | Statcon Energiaa Pvt. Ltd. | L&T | 14IN 1OUT - Three Box Model | [5 empty] | Bescom | HSEPL | Clean Solar Power Tumkur Private Limited | Meera Corporation Kr | - | NA
CNHalli_Block3 | SMB | CNHalli_Block3_INV2_SMB1 | BLOCK_3_SMB_2.1 |  | CNHalli_BLOCK_3_INV_2 | 17E01466GO | - | 1000VDC 266A | - | 1 | SCB | Main Inventry | In Operation |  | Out of Warranty | Statcon Energiaa Pvt. Ltd. | 2017-09-26 | 2022-09-25 | 60 | NA | Statcon Energiaa Pvt. Ltd. | L&T | 14IN 1OUT - Three Box Model | [5 empty] | Bescom | HSEPL | Clean Solar Power Tumkur Private Limited | Meera Corporation Kr | - | NA
CNHalli_Block3 | SMB | CNHalli_Block3_INV2_SMB2 | BLOCK_3_SMB_2.2 |  | CNHalli_BLOCK_3_INV_2 | 17E01464GO | - | 1000VDC 266A | - | 1 | SCB | Main Inventry | In Operation |  | Out of Warranty | Statcon Energiaa Pvt. Ltd. | 2017-09-26 | 2022-09-25 | 60 | NA | Statcon Energiaa Pvt. Ltd. | L&T | 14IN 1OUT - Three Box Model | [5 empty] | Bescom | HSEPL | Clean Solar Power Tumkur Private Limited | Meera Corporation Kr | - | NA
CNHalli_Block3 | SMB | CNHalli_Block3_INV2_SMB3 | BLOCK_3_SMB_2.3 |  | CNHalli_BLOCK_3_INV_2 | 17E01475GO | - | 1000VDC 266A | - | 1 | SCB | Main Inventry | In Operation |  | Out of Warranty | Statcon Energiaa Pvt. Ltd. | 2017-09-26 | 2022-09-25 | 60 | NA | Statcon Energiaa Pvt. Ltd. | L&T | 14IN 1OUT - Three Box Model | [5 empty] | Bescom | HSEPL | Clean Solar Power Tumkur Private Limited | Meera Corporation Kr | - | NA
CNHalli_Block3 | SMB | CNHalli_Block3_INV2_SMB4 | BLOCK_3_SMB_2.4 |  | CNHalli_BLOCK_3_INV_2 | 17E01455GO | - | 1000VDC 266A | - | 1 | SCB | Main Inventry | In Operation |  | Out of Warranty | Statcon Energiaa Pvt. Ltd. | 2017-09-26 | 2022-09-25 | 60 | NA | Statcon Energiaa Pvt. Ltd. | L&T | 14IN 1OUT - Three Box Model | [5 empty] | Bescom | HSEPL | Clean Solar Power Tumkur Private Limited | Meera Corporation Kr | - | NA
CNHalli_Block3 | SMB | CNHalli_Block3_INV2_SMB5 | BLOCK_3_SMB_2.5 |  | CNHalli_BLOCK_3_INV_2 | 17E01462GO | - | 1000VDC 266A | - | 1 | SCB | Main Inventry | In Operation |  | Out of Warranty | Statcon Energiaa Pvt. Ltd. | 2017-09-26 | 2022-09-25 | 60 | NA | Statcon Energiaa Pvt. Ltd. | L&T | 14IN 1OUT - Three Box Model | [5 empty] | Bescom | HSEPL | Clean Solar Power Tumkur Private Limited | Meera Corporation Kr | - | NA
CNHalli_Block3 | SMB | CNHalli_Block3_INV2_SMB6 | BLOCK_3_SMB_2.6 |  | CNHalli_BLOCK_3_INV_2 | 17E01410GO | - | 1000VDC 266A | - | 1 | SCB | Main Inventry | In Operation |  | Out of Warranty | Statcon Energiaa Pvt. Ltd. | 2017-09-26 | 2022-09-25 | 60 | NA | Statcon Energiaa Pvt. Ltd. | L&T | 14IN 1OUT - Three Box Model | [5 empty] | Bescom | HSEPL | Clean Solar Power Tumkur Private Limited | Meera Corporation Kr | - | NA
CNHalli_Block3 | SMB | CNHalli_Block3_INV2_SMB7 | BLOCK_3_SMB_2.7 |  | CNHalli_BLOCK_3_INV_2 | 17E01435GO | - | 1000VDC 266A | - | 1 | SCB | Main Inventry | In Operation |  | Out of Warranty | Statcon Energiaa Pvt. Ltd. | 2017-09-26 | 2022-09-25 | 60 | NA | Statcon Energiaa Pvt. Ltd. | L&T | 14IN 1OUT - Three Box Model | [5 empty] | Bescom | HSEPL | Clean Solar Power Tumkur Private Limited | Meera Corporation Kr | - | NA
CNHalli_Block3 | SMB | CNHalli_Block3_INV3_SMB1 | BLOCK_3_SMB_3.1 |  | CNHalli_BLOCK_3_INV_3 | N/A | - | 1000VDC 266A | - | 1 | SCB | Main Inventry | In Operation |  | Out of Warranty | Statcon Energiaa Pvt. Ltd. | 2017-09-26 | 2022-09-25 | 60 | NA | Statcon Energiaa Pvt. Ltd. | L&T | 14IN 1OUT - Three Box Model | [5 empty] | Bescom | HSEPL | Clean Solar Power Tumkur Private Limited | Meera Corporation Kr | - | NA
CNHalli_Block3 | SMB | CNHalli_Block3_INV3_SMB2 | BLOCK_3_SMB_3.2 |  | CNHalli_BLOCK_3_INV_3 | 17E01440GO | - | 1000VDC 266A | - | 1 | SCB | Main Inventry | In Operation |  | Out of Warranty | Statcon Energiaa Pvt. Ltd. | 2017-09-26 | 2022-09-25 | 60 | NA | Statcon Energiaa Pvt. Ltd. | L&T | 14IN 1OUT - Three Box Model | [5 empty] | Bescom | HSEPL | Clean Solar Power Tumkur Private Limited | Meera Corporation Kr | - | NA
CNHalli_Block3 | SMB | CNHalli_Block3_INV3_SMB3 | BLOCK_3_SMB_3.3 |  | CNHalli_BLOCK_3_INV_3 | 17E01433GO | - | 1000VDC 266A | - | 1 | SCB | Main Inventry | In Operation |  | Out of Warranty | Statcon Energiaa Pvt. Ltd. | 2017-09-26 | 2022-09-25 | 60 | NA | Statcon Energiaa Pvt. Ltd. | L&T | 14IN 1OUT - Three Box Model | [5 empty] | Bescom | HSEPL | Clean Solar Power Tumkur Private Limited | Meera Corporation Kr | - | NA
CNHalli_Block3 | SMB | CNHalli_Block3_INV3_SMB4 | BLOCK_3_SMB_3.4 |  | CNHalli_BLOCK_3_INV_3 | 17E01439GO | - | 1000VDC 266A | - | 1 | SCB | Main Inventry | In Operation |  | Out of Warranty | Statcon Energiaa Pvt. Ltd. | 2017-09-26 | 2022-09-25 | 60 | NA | Statcon Energiaa Pvt. Ltd. | L&T | 14IN 1OUT - Three Box Model | [5 empty] | Bescom | HSEPL | Clean Solar Power Tumkur Private Limited | Meera Corporation Kr | - | NA
CNHalli_Block3 | SMB | CNHalli_Block3_INV3_SMB5 | BLOCK_3_SMB_3.5 |  | CNHalli_BLOCK_3_INV_3 | 17E01429GO | - | 1000VDC 266A | - | 1 | SCB | Main Inventry | In Operation |  | Out of Warranty | Statcon Energiaa Pvt. Ltd. | 2017-09-26 | 2022-09-25 | 60 | NA | Statcon Energiaa Pvt. Ltd. | L&T | 14IN 1OUT - Three Box Model | [5 empty] | Bescom | HSEPL | Clean Solar Power Tumkur Private Limited | Meera Corporation Kr | - | NA
CNHalli_Block3 | SMB | CNHalli_Block3_INV3_SMB6 | BLOCK_3_SMB_3.6 |  | CNHalli_BLOCK_3_INV_3 | 17E01465GO | - | 1000VDC 266A | - | 1 | SCB | Main Inventry | In Operation |  | Out of Warranty | Statcon Energiaa Pvt. Ltd. | 2017-09-26 | 2022-09-25 | 60 | NA | Statcon Energiaa Pvt. Ltd. | L&T | 14IN 1OUT - Three Box Model | [5 empty] | Bescom | HSEPL | Clean Solar Power Tumkur Private Limited | Meera Corporation Kr | - | NA
CNHalli_Block3 | SMB | CNHalli_Block3_INV3_SMB7 | BLOCK_3_SMB_3.7 |  | CNHalli_BLOCK_3_INV_3 | 17E01473GO | - | 1000VDC 266A | - | 1 | SCB | Main Inventry | In Operation |  | Out of Warranty | Statcon Energiaa Pvt. Ltd. | 2017-09-26 | 2022-09-25 | 60 | NA | Statcon Energiaa Pvt. Ltd. | L&T | 14IN 1OUT - Three Box Model | [5 empty] | Bescom | HSEPL | Clean Solar Power Tumkur Private Limited | Meera Corporation Kr | - | NA
CNHalli_Block3 | SMB | CNHalli_Block3_INV4_SMB1 | BLOCK_3_SMB_4.1 |  | CNHalli_BLOCK_3_INV_4 | 17E01487GO | - | 1000VDC 266A | - | 1 | SCB | Main Inventry | In Operation |  | Out of Warranty | Statcon Energiaa Pvt. Ltd. | 2017-09-26 | 2022-09-25 | 60 | NA | Statcon Energiaa Pvt. Ltd. | L&T | 14IN 1OUT - Three Box Model | [5 empty] | Bescom | HSEPL | Clean Solar Power Tumkur Private Limited | Meera Corporation Kr | - | NA
CNHalli_Block3 | SMB | CNHalli_Block3_INV4_SMB2 | BLOCK_3_SMB_4.2 |  | CNHalli_BLOCK_3_INV_4 | 17E01474GO | - | 1000VDC 266A | - | 1 | SCB | Main Inventry | In Operation |  | Out of Warranty | Statcon Energiaa Pvt. Ltd. | 2017-09-26 | 2022-09-25 | 60 | NA | Statcon Energiaa Pvt. Ltd. | L&T | 14IN 1OUT - Three Box Model | [5 empty] | Bescom | HSEPL | Clean Solar Power Tumkur Private Limited | Meera Corporation Kr | - | NA
CNHalli_Block3 | SMB | CNHalli_Block3_INV4_SMB3 | BLOCK_3_SMB_4.3 |  | CNHalli_BLOCK_3_INV_4 | 17E01393GO | - | 1000VDC 266A | - | 1 | SCB | Main Inventry | In Operation |  | Out of Warranty | Statcon Energiaa Pvt. Ltd. | 2017-09-26 | 2022-09-25 | 60 | NA | Statcon Energiaa Pvt. Ltd. | L&T | 14IN 1OUT - Three Box Model | [5 empty] | Bescom | HSEPL | Clean Solar Power Tumkur Private Limited | Meera Corporation Kr | - | NA
CNHalli_Block3 | SMB | CNHalli_Block3_INV4_SMB4 | BLOCK_3_SMB_4.4 |  | CNHalli_BLOCK_3_INV_4 | 17E01471GO | - | 1000VDC 266A | - | 1 | SCB | Main Inventry | In Operation |  | Out of Warranty | Statcon Energiaa Pvt. Ltd. | 2017-09-26 | 2022-09-25 | 60 | NA | Statcon Energiaa Pvt. Ltd. | L&T | 14IN 1OUT - Three Box Model | [5 empty] | Bescom | HSEPL | Clean Solar Power Tumkur Private Limited | Meera Corporation Kr | - | NA
CNHalli_Block3 | SMB | CNHalli_Block3_INV4_SMB5 | BLOCK_3_SMB_4.5 |  | CNHalli_BLOCK_3_INV_4 | 17E01414GO | - | 1000VDC 266A | - | 1 | SCB | Main Inventry | In Operation |  |  | Statcon Energiaa Pvt. Ltd. | 2017-09-26 | 2022-09-25 | 60 | NA | Statcon Energiaa Pvt. Ltd. | L&T | 14IN 1OUT - Three Box Model | [5 empty] | Bescom | HSEPL | Clean Solar Power Tumkur Private Limited | Meera Corporation Kr | - | NA
CNHalli_Block3 | SMB | CNHalli_Block3_INV4_SMB6 | BLOCK_3_SMB_4.6 |  | CNHalli_BLOCK_3_INV_4 | 17E01515GO | - | 1000VDC 266A | - | 1 | SCB | Main Inventry | In Operation |  |  | Statcon Energiaa Pvt. Ltd. | 2017-09-26 | 2022-09-25 | 60 | NA | Statcon Energiaa Pvt. Ltd. | L&T | 14IN 1OUT - Three Box Model | [5 empty] | Bescom | HSEPL | Clean Solar Power Tumkur Private Limited | Meera Corporation Kr | - | NA
CNHalli_Block3 | SMB | CNHalli_Block3_INV4_SMB7 | BLOCK_3_SMB_4.7 |  | CNHalli_BLOCK_3_INV_4 | 17E01451GO | - | 1000VDC 266A | - | 1 | SCB | Main Inventry | In Operation |  |  | Statcon Energiaa Pvt. Ltd. | 2017-09-26 | 2022-09-25 | 60 | NA | Statcon Energiaa Pvt. Ltd. | L&T | 14IN 1OUT - Three Box Model | [5 empty] | Bescom | HSEPL | Clean Solar Power Tumkur Private Limited | Meera Corporation Kr | - | NA
CNHalli_Block3 | Tracker | Block3 INV1_TRK42 | BLOCK_3_TRK_42 |  | CNHalli_BLOCK_3__SMB_1.1 & CNHalli_BLOCK_3__SMB_1.2 & CNHalli_BLOCK_3__SMB_1.5 | - | - | 24VDC | 400V / 3.34A | 1 | Tracker | Main Inventry | In Operation |  | Out of Warranty | Auma India Pvt Ltd & Focaal Automation Pvt Ltd. | 2017-09-26 | 2020-09-25 | 36 | NA | Auma India Pvt Ltd & Focaal Automation Pvt Ltd. | L&T | ASDL25Gm (ABG025.2029) | [5 empty] | Bescom | HSEPL | Clean Solar Power Tumkur Private Limited | Meera Corporation Kr | - | NA
CNHalli_Block3 | Tracker | Block3 INV1_TRK45 | BLOCK_3_TRK_45 |  | CNHalli_BLOCK_3__SMB_1.3 | - | - | 24VDC | 400V / 3.34A | 1 | Tracker | Main Inventry | In Operation |  | Out of Warranty | Auma India Pvt Ltd & Focaal Automation Pvt Ltd. | 2017-09-26 | 2020-09-25 | 36 | NA | Auma India Pvt Ltd & Focaal Automation Pvt Ltd. | L&T | ASDL25Gm (ABG025.2029) | [5 empty] | Bescom | HSEPL | Clean Solar Power Tumkur Private Limited | Meera Corporation Kr | - | NA
CNHalli_Block3 | Tracker | Block3 INV1_TRK46 | BLOCK_3_TRK_46 |  | CNHalli_BLOCK_3__SMB_1.3 & CNHalli_BLOCK_3__SMB_1.4 & CNHalli_BLOCK_3__SMB_1.5 & CNHalli_BLOCK_3__SMB_1.7 | - | - | 24VDC | 400V / 3.34A | 1 | Tracker | Main Inventry | In Operation |  | Out of Warranty | Auma India Pvt Ltd & Focaal Automation Pvt Ltd. | 2017-09-26 | 2020-09-25 | 36 | NA | Auma India Pvt Ltd & Focaal Automation Pvt Ltd. | L&T | ASDL25Gm (ABG025.2029) | [5 empty] | Bescom | HSEPL | Clean Solar Power Tumkur Private Limited | Meera Corporation Kr | - | NA
CNHalli_Block3 | Tracker | Block3 INV1_TRK48 | BLOCK_3_TRK_48 |  | CNHalli_BLOCK_3__SMB_1.6 & CNHalli_BLOCK_3__SMB_1.7 | - | - | 24VDC | 400V / 3.34A | 1 | Tracker | Main Inventry | In Operation |  | Out of Warranty | Auma India Pvt Ltd & Focaal Automation Pvt Ltd. | 2017-09-26 | 2020-09-25 | 36 | NA | Auma India Pvt Ltd & Focaal Automation Pvt Ltd. | L&T | ASDL25Gm (ABG025.2029) | [5 empty] | Bescom | HSEPL | Clean Solar Power Tumkur Private Limited | Meera Corporation Kr | - | NA
CNHalli_Block3 | Tracker | Block3 INV2_TRK50 | BLOCK_3_TRK_50 |  | CNHalli_BLOCK_3__SMB_2.1 & CNHalli_BLOCK_3__SMB_2.2 & CNHalli_BLOCK_3__SMB_2.3 | - | - | 24VDC | 400V / 3.34A | 1 | Tracker | Main Inventry | In Operation |  | Out of Warranty | Auma India Pvt Ltd & Focaal Automation Pvt Ltd. | 2017-09-26 | 2020-09-25 | 36 | NA | Auma India Pvt Ltd & Focaal Automation Pvt Ltd. | L&T | ASDL25Gm (ABG025.2029) | [5 empty] | Bescom | HSEPL | Clean Solar Power Tumkur Private Limited | Meera Corporation Kr | - | NA
CNHalli_Block3 | Tracker | Block3 INV2_TRK51 | BLOCK_3_TRK_51 |  | CNHalli_BLOCK_3__SMB_2.3 & CNHalli_BLOCK_3__SMB_2.4 | - | - | 24VDC | 400V / 3.34A | 1 | Tracker | Main Inventry | In Operation |  | Out of Warranty | Auma India Pvt Ltd & Focaal Automation Pvt Ltd. | 2017-09-26 | 2020-09-25 | 36 | NA | Auma India Pvt Ltd & Focaal Automation Pvt Ltd. | L&T | ASDL25Gm (ABG025.2029) | [5 empty] | Bescom | HSEPL | Clean Solar Power Tumkur Private Limited | Meera Corporation Kr | - | NA
CNHalli_Block3 | Tracker | Block3 INV2_TRK53 | BLOCK_3_TRK_53 |  | CNHalli_BLOCK_3__SMB_2.4 | - | - | 24VDC | 400V / 3.34A | 1 | Tracker | Main Inventry | In Operation |  | Out of Warranty | Auma India Pvt Ltd & Focaal Automation Pvt Ltd. | 2017-09-26 | 2020-09-25 | 36 | NA | Auma India Pvt Ltd & Focaal Automation Pvt Ltd. | L&T | ASDL25Gm (ABG025.2029) | [5 empty] | Bescom | HSEPL | Clean Solar Power Tumkur Private Limited | Meera Corporation Kr | - | NA
CNHalli_Block3 | Tracker | Block3 INV2_TRK49 | BLOCK_3_TRK_49 |  | CNHalli_BLOCK_3__SMB_2.6 & CNHalli_BLOCK_3__SMB_2.7 | - | - | 24VDC | 400V / 3.34A | 1 | Tracker | Main Inventry | In Operation |  | Out of Warranty | Auma India Pvt Ltd & Focaal Automation Pvt Ltd. | 2017-09-26 | 2020-09-25 | 36 | NA | Auma India Pvt Ltd & Focaal Automation Pvt Ltd. | L&T | ASDL25Gm (ABG025.2029) | [5 empty] | Bescom | HSEPL | Clean Solar Power Tumkur Private Limited | Meera Corporation Kr | - | NA
CNHalli_Block3 | Tracker | Block3 INV2_TRK48 | BLOCK_3_TRK_48 |  | CNHalli_BLOCK_3__SMB_2.7 | - | - | 24VDC | 400V / 3.34A | 1 | Tracker | Main Inventry | In Operation |  | Out of Warranty | Auma India Pvt Ltd & Focaal Automation Pvt Ltd. | 2017-09-26 | 2020-09-25 | 36 | NA | Auma India Pvt Ltd & Focaal Automation Pvt Ltd. | L&T | ASDL25Gm (ABG025.2029) | [5 empty] | Bescom | HSEPL | Clean Solar Power Tumkur Private Limited | Meera Corporation Kr | - | NA
CNHalli_Block3 | Tracker | Block3 INV3_TRK54 | BLOCK_3_TRK_54 |  | CNHalli_BLOCK_3__SMB_3.1 & CNHalli_BLOCK_3__SMB_3.2 | - | - | 24VDC | 400V / 3.34A | 1 | Tracker | Main Inventry | In Operation |  | Out of Warranty | Auma India Pvt Ltd & Focaal Automation Pvt Ltd. | 2017-09-26 | 2020-09-25 | 36 | NA | Auma India Pvt Ltd & Focaal Automation Pvt Ltd. | L&T | ASDL25Gm (ABG025.2029) | [5 empty] | Bescom | HSEPL | Clean Solar Power Tumkur Private Limited | Meera Corporation Kr | - | NA
CNHalli_Block3 | Tracker | Block3 INV3_TRK52 | BLOCK_3_TRK_52 |  | CNHalli_BLOCK_3__SMB_3.3 ,CNHalli_BLOCK_3__SMB_3.4 & CNHalli_BLOCK_3__SMB_3.5 | - | - | 24VDC | 400V / 3.34A | 1 | Tracker | Main Inventry | In Operation |  | Out of Warranty | Auma India Pvt Ltd & Focaal Automation Pvt Ltd. | 2017-09-26 | 2020-09-25 | 36 | NA | Auma India Pvt Ltd & Focaal Automation Pvt Ltd. | L&T | ASDL25Gm (ABG025.2029) | [5 empty] | Bescom | HSEPL | Clean Solar Power Tumkur Private Limited | Meera Corporation Kr | - | NA
CNHalli_Block3 | Tracker | Block3 INV3_TRK53 | BLOCK_3_TRK_53 |  | CNHalli_BLOCK_3__SMB_3.5,CNHalli_BLOCK_3__SMB_3.6 & CNHalli_BLOCK_3__SMB_3.7 | - | - | 24VDC | 400V / 3.34A | 1 | Tracker | Main Inventry | In Operation |  | Out of Warranty | Auma India Pvt Ltd & Focaal Automation Pvt Ltd. | 2017-09-26 | 2020-09-25 | 36 | NA | Auma India Pvt Ltd & Focaal Automation Pvt Ltd. | L&T | ASDL25Gm (ABG025.2029) | [5 empty] | Bescom | HSEPL | Clean Solar Power Tumkur Private Limited | Meera Corporation Kr | - | NA
CNHalli_Block3 | Tracker | Block3 INV3_TRK55 | BLOCK_3_TRK_55 |  | CNHalli_BLOCK_3__SMB_3.7 | - | - | 24VDC | 400V / 3.34A | 1 | Tracker | Main Inventry | In Operation |  | Out of Warranty | Auma India Pvt Ltd & Focaal Automation Pvt Ltd. | 2017-09-26 | 2020-09-25 | 36 | NA | Auma India Pvt Ltd & Focaal Automation Pvt Ltd. | L&T | ASDL25Gm (ABG025.2029) | [5 empty] | Bescom | HSEPL | Clean Solar Power Tumkur Private Limited | Meera Corporation Kr | - | NA
CNHalli_Block3 | Tracker | Block3 INV4_TRK56 | BLOCK_3_TRK_56 |  | CNHalli_BLOCK_3__SMB_4.1 & CNHalli_BLOCK_3__SMB_4.2 & CNHalli_BLOCK_3__SMB_4.3 | - | - | 24VDC | 400V / 3.34A | 1 | Tracker | Main Inventry | In Operation |  | Out of Warranty | Auma India Pvt Ltd & Focaal Automation Pvt Ltd. | 2017-09-26 | 2020-09-25 | 36 | NA | Auma India Pvt Ltd & Focaal Automation Pvt Ltd. | L&T | ASDL25Gm (ABG025.2029) | [5 empty] | Bescom | HSEPL | Clean Solar Power Tumkur Private Limited | Meera Corporation Kr | - | NA
CNHalli_Block3 | Tracker | Block3 INV4_TRK57 | BLOCK_3_TRK_57 |  | CNHalli_BLOCK_3__SMB_4.3 & CNHalli_BLOCK_3__SMB_4.4 & CNHalli_BLOCK_3__SMB_4.6 | - | - | 24VDC | 400V / 3.34A | 1 | Tracker | Main Inventry | In Operation |  | Out of Warranty | Auma India Pvt Ltd & Focaal Automation Pvt Ltd. | 2017-09-26 | 2020-09-25 | 36 | NA | Auma India Pvt Ltd & Focaal Automation Pvt Ltd. | L&T | ASDL25Gm (ABG025.2029) | [5 empty] | Bescom | HSEPL | Clean Solar Power Tumkur Private Limited | Meera Corporation Kr | - | NA
CNHalli_Block3 | Tracker | Block3 INV4_TRK55 | BLOCK_3_TRK_55 |  | CNHalli_BLOCK_3__SMB_4.5 & CNHalli_BLOCK_3__SMB_4.6 & CNHalli_BLOCK_3__SMB_4.7 | - | - | 24VDC | 400V / 3.34A | 1 | Tracker | Main Inventry | In Operation |  | Out of Warranty | Auma India Pvt Ltd & Focaal Automation Pvt Ltd. | 2017-09-26 | 2020-09-25 | 36 | NA | Auma India Pvt Ltd & Focaal Automation Pvt Ltd. | L&T | ASDL25Gm (ABG025.2029) | [5 empty] | Bescom | HSEPL | Clean Solar Power Tumkur Private Limited | Meera Corporation Kr | - | NA
CNHalli_Block3 | Tracker | Block3 INV4_TRK54 | BLOCK_3_TRK_54 |  | CNHalli_BLOCK_3__SMB_4.7 | - | - | 24VDC | 400V / 3.34A | 1 | Tracker | Main Inventry | In Operation |  | Out of Warranty | Auma India Pvt Ltd & Focaal Automation Pvt Ltd. | 2017-09-26 | 2020-09-25 | 36 | NA | Auma India Pvt Ltd & Focaal Automation Pvt Ltd. | L&T | ASDL25Gm (ABG025.2029) | [5 empty] | Bescom | HSEPL | Clean Solar Power Tumkur Private Limited | Meera Corporation Kr | - | NA
CNHalli_Block3 | Modules | CNHalli_Block3_SMB1.1_S1 | PV Solar Module String |  | CNHalli_BLOCK_3_SMB1.1 | - | 13.65 | 325W | - | 42 | Modules | Main Inventry | In Operation |  | In Warranty | Trina Solar Co. Ltd. | 2017-09-26 | 2027-09-26 | 120 | TED-A11042-1808-XSC-0109-0 | Trina Solar Co. Ltd. | HSEPL | TSM-320PD14 | [5 empty] | Bescom | HSEPL | Clean Solar Power Tumkur Private Limited | Meera Corporation Kr | 2023-03-15 | 12
CNHalli_Block3 | Modules | CNHalli_Block3_SMB1.1_S2 | PV Solar Module String |  | CNHalli_BLOCK_3_SMB1.1 | - | 13.65 | 325W | - | 42 | Modules | Main Inventry | In Operation |  | In Warranty | Trina Solar Co. Ltd. | 2017-09-26 | 2027-09-26 | 120 | TED-A11042-1808-XSC-0109-0 | Trina Solar Co. Ltd. | HSEPL | TSM-320PD14 | [5 empty] | Bescom | HSEPL | Clean Solar Power Tumkur Private Limited | Meera Corporation Kr | 2023-03-15 | 12
CNHalli_Block3 | Modules | CNHalli_Block3_SMB1.1_S3 | PV Solar Module String |  | CNHalli_BLOCK_3_SMB1.1 | - | 13.65 | 325W | - | 42 | Modules | Main Inventry | In Operation |  | In Warranty | Trina Solar Co. Ltd. | 2017-09-26 | 2027-09-26 | 120 | TED-A11042-1808-XSC-0109-0 | Trina Solar Co. Ltd. | HSEPL | TSM-320PD14 | [5 empty] | Bescom | HSEPL | Clean Solar Power Tumkur Private Limited | Meera Corporation Kr | 2023-03-15 | 12
CNHalli_Block3 | Modules | CNHalli_Block3_SMB1.1_S4 | PV Solar Module String |  | CNHalli_BLOCK_3_SMB1.1 | - | 13.65 | 325W | - | 42 | Modules | Main Inventry | In Operation |  | In Warranty | Trina Solar Co. Ltd. | 2017-09-26 | 2027-09-26 | 120 | TED-A11042-1808-XSC-0109-0 | Trina Solar Co. Ltd. | HSEPL | TSM-320PD14 | [5 empty] | Bescom | HSEPL | Clean Solar Power Tumkur Private Limited | Meera Corporation Kr | 2023-03-15 | 12
CNHalli_Block3 | Modules | CNHalli_Block3_SMB1.1_S5 | PV Solar Module String |  | CNHalli_BLOCK_3_SMB1.1 | - | 13.65 | 325W | - | 42 | Modules | Main Inventry | In Operation |  | In Warranty | Trina Solar Co. Ltd. | 2017-09-26 | 2027-09-26 | 120 | TED-A11042-1808-XSC-0109-0 | Trina Solar Co. Ltd. | HSEPL | TSM-320PD14 | [5 empty] | Bescom | HSEPL | Clean Solar Power Tumkur Private Limited | Meera Corporation Kr | 2023-03-15 | 12
CNHalli_Block3 | Modules | CNHalli_Block3_SMB1.1_S6 | PV Solar Module String |  | CNHalli_BLOCK_3_SMB1.1 | - | 13.65 | 325W | - | 42 | Modules | Main Inventry | In Operation |  | In Warranty | Trina Solar Co. Ltd. | 2017-09-26 | 2027-09-26 | 120 | TED-A11042-1808-XSC-0109-0 | Trina Solar Co. Ltd. | HSEPL | TSM-320PD14 | [5 empty] | Bescom | HSEPL | Clean Solar Power Tumkur Private Limited | Meera Corporation Kr | 2023-03-15 | 12
CNHalli_Block3 | Modules | CNHalli_Block3_SMB1.1_S7 | PV Solar Module String |  | CNHalli_BLOCK_3_SMB1.1 | - | 13.65 | 325W | - | 42 | Modules | Main Inventry | In Operation |  | In Warranty | Trina Solar Co. Ltd. | 2017-09-26 | 2027-09-26 | 120 | TED-A11042-1808-XSC-0109-0 | Trina Solar Co. Ltd. | HSEPL | TSM-320PD14 | [5 empty] | Bescom | HSEPL | Clean Solar Power Tumkur Private Limited | Meera Corporation Kr | 2023-03-15 | 12
CNHalli_Block3 | Modules | CNHalli_Block3_SMB1.1_S8 | PV Solar Module String |  | CNHalli_BLOCK_3_SMB1.1 | - | 13.65 | 325W | - | 42 | Modules | Main Inventry | In Operation |  | In Warranty | Trina Solar Co. Ltd. | 2017-09-26 | 2027-09-26 | 120 | TED-A11042-1808-XSC-0109-0 | Trina Solar Co. Ltd. | HSEPL | TSM-320PD14 | [5 empty] | Bescom | HSEPL | Clean Solar Power Tumkur Private Limited | Meera Corporation Kr | 2023-03-15 | 12
CNHalli_Block3 | Modules | CNHalli_Block3_SMB1.1_S9 | PV Solar Module String |  | CNHalli_BLOCK_3_SMB1.1 | - | 13.65 | 325W | - | 42 | Modules | Main Inventry | In Operation |  | In Warranty | Trina Solar Co. Ltd. | 2017-09-26 | 2027-09-26 | 120 | TED-A11042-1808-XSC-0109-0 | Trina Solar Co. Ltd. | HSEPL | TSM-320PD14 | [5 empty] | Bescom | HSEPL | Clean Solar Power Tumkur Private Limited | Meera Corporation Kr | 2023-03-15 | 12
CNHalli_Block3 | Modules | CNHalli_Block3_SMB1.1_S10 | PV Solar Module String |  | CNHalli_BLOCK_3_SMB1.1 | - | 13.65 | 325W | - | 42 | Modules | Main Inventry | In Operation |  | In Warranty | Trina Solar Co. Ltd. | 2017-09-26 | 2027-09-26 | 120 | TED-A11042-1808-XSC-0109-0 | Trina Solar Co. Ltd. | HSEPL | TSM-320PD14 | [5 empty] | Bescom | HSEPL | Clean Solar Power Tumkur Private Limited | Meera Corporation Kr | 2023-03-15 | 12
CNHalli_Block3 | Modules | CNHalli_Block3_SMB1.1_S11 | PV Solar Module String |  | CNHalli_BLOCK_3_SMB1.1 | - | 13.65 | 325W | - | 42 | Modules | Main Inventry | In Operation |  | In Warranty | Trina Solar Co. Ltd. | 2017-09-26 | 2027-09-26 | 120 | TED-A11042-1808-XSC-0109-0 | Trina Solar Co. Ltd. | HSEPL | TSM-320PD14 | [5 empty] | Bescom | HSEPL | Clean Solar Power Tumkur Private Limited | Meera Corporation Kr | 2023-03-15 | 12
CNHalli_Block3 | Modules | CNHalli_Block3_SMB1.1_S12 | PV Solar Module String |  | CNHalli_BLOCK_3_SMB1.1 | - | 13.65 | 325W | - | 42 | Modules | Main Inventry | In Operation |  | In Warranty | Trina Solar Co. Ltd. | 2017-09-26 | 2027-09-26 | 120 | TED-A11042-1808-XSC-0109-0 | Trina Solar Co. Ltd. | HSEPL | TSM-320PD14 | [5 empty] | Bescom | HSEPL | Clean Solar Power Tumkur Private Limited | Meera Corporation Kr | 2023-03-15 | 12
CNHalli_Block3 | Modules | CNHalli_Block3_SMB1.2_S1 | PV Solar Module String |  | CNHalli_BLOCK_3_SMB1.2 | - | 13.65 | 325W | - | 42 | Modules | Main Inventry | In Operation |  | In Warranty | Trina Solar Co. Ltd. | 2017-09-26 | 2027-09-26 | 120 | TED-A11042-1808-XSC-0109-0 | Trina Solar Co. Ltd. | HSEPL | TSM-320PD14 | [5 empty] | Bescom | HSEPL | Clean Solar Power Tumkur Private Limited | Meera Corporation Kr | 2023-03-15 | 12
CNHalli_Block3 | Modules | CNHalli_Block3_SMB1.2_S2 | PV Solar Module String |  | CNHalli_BLOCK_3_SMB1.2 | - | 13.65 | 325W | - | 42 | Modules | Main Inventry | In Operation |  | In Warranty | Trina Solar Co. Ltd. | 2017-09-26 | 2027-09-26 | 120 | TED-A11042-1808-XSC-0109-0 | Trina Solar Co. Ltd. | HSEPL | TSM-320PD14 | [5 empty] | Bescom | HSEPL | Clean Solar Power Tumkur Private Limited | Meera Corporation Kr | 2023-03-15 | 12
CNHalli_Block3 | Modules | CNHalli_Block3_SMB1.2_S3 | PV Solar Module String |  | CNHalli_BLOCK_3_SMB1.2 | - | 13.65 | 325W | - | 42 | Modules | Main Inventry | In Operation |  | In Warranty | Trina Solar Co. Ltd. | 2017-09-26 | 2027-09-26 | 120 | TED-A11042-1808-XSC-0109-0 | Trina Solar Co. Ltd. | HSEPL | TSM-320PD14 | [5 empty] | Bescom | HSEPL | Clean Solar Power Tumkur Private Limited | Meera Corporation Kr | 2023-03-15 | 12
CNHalli_Block3 | Modules | CNHalli_Block3_SMB1.2_S4 | PV Solar Module String |  | CNHalli_BLOCK_3_SMB1.2 | - | 13.65 | 325W | - | 42 | Modules | Main Inventry | In Operation |  | In Warranty | Trina Solar Co. Ltd. | 2017-09-26 | 2027-09-26 | 120 | TED-A11042-1808-XSC-0109-0 | Trina Solar Co. Ltd. | HSEPL | TSM-320PD14 | [5 empty] | Bescom | HSEPL | Clean Solar Power Tumkur Private Limited | Meera Corporation Kr | 2023-03-15 | 12
CNHalli_Block3 | Modules | CNHalli_Block3_SMB1.2_S5 | PV Solar Module String |  | CNHalli_BLOCK_3_SMB1.2 | - | 13.65 | 325W | - | 42 | Modules | Main Inventry | In Operation |  | In Warranty | Trina Solar Co. Ltd. | 2017-09-26 | 2027-09-26 | 120 | TED-A11042-1808-XSC-0109-0 | Trina Solar Co. Ltd. | HSEPL | TSM-320PD14 | [5 empty] | Bescom | HSEPL | Clean Solar Power Tumkur Private Limited | Meera Corporation Kr | 2023-03-15 | 12
CNHalli_Block3 | Modules | CNHalli_Block3_SMB1.2_S6 | PV Solar Module String |  | CNHalli_BLOCK_3_SMB1.2 | - | 13.65 | 325W | - | 42 | Modules | Main Inventry | In Operation |  | In Warranty | Trina Solar Co. Ltd. | 2017-09-26 | 2027-09-26 | 120 | TED-A11042-1808-XSC-0109-0 | Trina Solar Co. Ltd. | HSEPL | TSM-320PD14 | [5 empty] | Bescom | HSEPL | Clean Solar Power Tumkur Private Limited | Meera Corporation Kr | 2023-03-15 | 12
CNHalli_Block3 | Modules | CNHalli_Block3_SMB1.2_S7 | PV Solar Module String |  | CNHalli_BLOCK_3_SMB1.2 | - | 13.65 | 325W | - | 42 | Modules | Main Inventry | In Operation |  | In Warranty | Trina Solar Co. Ltd. | 2017-09-26 | 2027-09-26 | 120 | TED-A11042-1808-XSC-0109-0 | Trina Solar Co. Ltd. | HSEPL | TSM-320PD14 | [5 empty] | Bescom | HSEPL | Clean Solar Power Tumkur Private Limited | Meera Corporation Kr | 2023-03-15 | 12
CNHalli_Block3 | Modules | CNHalli_Block3_SMB1.2_S8 | PV Solar Module String |  | CNHalli_BLOCK_3_SMB1.2 | - | 13.65 | 325W | - | 42 | Modules | Main Inventry | In Operation |  | In Warranty | Trina Solar Co. Ltd. | 2017-09-26 | 2027-09-26 | 120 | TED-A11042-1808-XSC-0109-0 | Trina Solar Co. Ltd. | HSEPL | TSM-320PD14 | [5 empty] | Bescom | HSEPL | Clean Solar Power Tumkur Private Limited | Meera Corporation Kr | 2023-03-15 | 12
CNHalli_Block3 | Modules | CNHalli_Block3_SMB1.2_S9 | PV Solar Module String |  | CNHalli_BLOCK_3_SMB1.2 | - | 13.65 | 325W | - | 42 | Modules | Main Inventry | In Operation |  | In Warranty | Trina Solar Co. Ltd. | 2017-09-26 | 2027-09-26 | 120 | TED-A11042-1808-XSC-0109-0 | Trina Solar Co. Ltd. | HSEPL | TSM-320PD14 | [5 empty] | Bescom | HSEPL | Clean Solar Power Tumkur Private Limited | Meera Corporation Kr | 2023-03-15 | 12
CNHalli_Block3 | Modules | CNHalli_Block3_SMB1.2_S10 | PV Solar Module String |  | CNHalli_BLOCK_3_SMB1.2 | - | 13.65 | 325W | - | 42 | Modules | Main Inventry | In Operation |  | In Warranty | Trina Solar Co. Ltd. | 2017-09-26 | 2027-09-26 | 120 | TED-A11042-1808-XSC-0109-0 | Trina Solar Co. Ltd. | HSEPL | TSM-320PD14 | [5 empty] | Bescom | HSEPL | Clean Solar Power Tumkur Private Limited | Meera Corporation Kr | 2023-03-15 | 12
CNHalli_Block3 | Modules | CNHalli_Block3_SMB1.2_S11 | PV Solar Module String |  | CNHalli_BLOCK_3_SMB1.2 | - | 13.65 | 325W | - | 42 | Modules | Main Inventry | In Operation |  | In Warranty | Trina Solar Co. Ltd. | 2017-09-26 | 2027-09-26 | 120 | TED-A11042-1808-XSC-0109-0 | Trina Solar Co. Ltd. | HSEPL | TSM-320PD14 | [5 empty] | Bescom | HSEPL | Clean Solar Power Tumkur Private Limited | Meera Corporation Kr | 2023-03-15 | 12
CNHalli_Block3 | Modules | CNHalli_Block3_SMB1.2_S12 | PV Solar Module String |  | CNHalli_BLOCK_3_SMB1.2 | - | 13.65 | 325W | - | 42 | Modules | Main Inventry | In Operation |  | In Warranty | Trina Solar Co. Ltd. | 2017-09-26 | 2027-09-26 | 120 | TED-A11042-1808-XSC-0109-0 | Trina Solar Co. Ltd. | HSEPL | TSM-320PD14 | [5 empty] | Bescom | HSEPL | Clean Solar Power Tumkur Private Limited | Meera Corporation Kr | 2023-03-15 | 12
CNHalli_Block3 | Modules | CNHalli_Block3_SMB1.3_S1 | PV Solar Module String |  | CNHalli_BLOCK_3_SMB1.3 | - | 13.44 | 320W | - | 42 | Modules | Main Inventry | In Operation |  | In Warranty | Trina Solar Co. Ltd. | 2017-09-26 | 2027-09-26 | 120 | TED-A11042-1808-XSC-0109-0 | Trina Solar Co. Ltd. | HSEPL | TSM-320PD14 | [5 empty] | Bescom | HSEPL | Clean Solar Power Tumkur Private Limited | Meera Corporation Kr | 2023-03-15 | 12
CNHalli_Block3 | Modules | CNHalli_Block3_SMB1.3_S2 | PV Solar Module String |  | CNHalli_BLOCK_3_SMB1.3 | - | 13.44 | 320W | - | 42 | Modules | Main Inventry | In Operation |  | In Warranty | Trina Solar Co. Ltd. | 2017-09-26 | 2027-09-26 | 120 | TED-A11042-1808-XSC-0109-0 | Trina Solar Co. Ltd. | HSEPL | TSM-320PD14 | [5 empty] | Bescom | HSEPL | Clean Solar Power Tumkur Private Limited | Meera Corporation Kr | 2023-03-15 | 12
CNHalli_Block3 | Modules | CNHalli_Block3_SMB1.3_S3 | PV Solar Module String |  | CNHalli_BLOCK_3_SMB1.3 | - | 13.44 | 320W | - | 42 | Modules | Main Inventry | In Operation |  | In Warranty | Trina Solar Co. Ltd. | 2017-09-26 | 2027-09-26 | 120 | TED-A11042-1808-XSC-0109-0 | Trina Solar Co. Ltd. | HSEPL | TSM-320PD14 | [5 empty] | Bescom | HSEPL | Clean Solar Power Tumkur Private Limited | Meera Corporation Kr | 2023-03-15 | 12
CNHalli_Block3 | Modules | CNHalli_Block3_SMB1.3_S4 | PV Solar Module String |  | CNHalli_BLOCK_3_SMB1.3 | - | 13.44 | 320W | - | 42 | Modules | Main Inventry | In Operation |  | In Warranty | Trina Solar Co. Ltd. | 2017-09-26 | 2027-09-26 | 120 | TED-A11042-1808-XSC-0109-0 | Trina Solar Co. Ltd. | HSEPL | TSM-320PD14 | [5 empty] | Bescom | HSEPL | Clean Solar Power Tumkur Private Limited | Meera Corporation Kr | 2023-03-15 | 12
CNHalli_Block3 | Modules | CNHalli_Block3_SMB1.3_S5 | PV Solar Module String |  | CNHalli_BLOCK_3_SMB1.3 | - | 13.44 | 320W | - | 42 | Modules | Main Inventry | In Operation |  | In Warranty | Trina Solar Co. Ltd. | 2017-09-26 | 2027-09-26 | 120 | TED-A11042-1808-XSC-0109-0 | Trina Solar Co. Ltd. | HSEPL | TSM-320PD14 | [5 empty] | Bescom | HSEPL | Clean Solar Power Tumkur Private Limited | Meera Corporation Kr | 2023-03-15 | 12
CNHalli_Block3 | Modules | CNHalli_Block3_SMB1.3_S6 | PV Solar Module String |  | CNHalli_BLOCK_3_SMB1.3 | - | 13.44 | 320W | - | 42 | Modules | Main Inventry | In Operation |  | In Warranty | Trina Solar Co. Ltd. | 2017-09-26 | 2027-09-26 | 120 | TED-A11042-1808-XSC-0109-0 | Trina Solar Co. Ltd. | HSEPL | TSM-320PD14 | [5 empty] | Bescom | HSEPL | Clean Solar Power Tumkur Private Limited | Meera Corporation Kr | 2023-03-15 | 12
CNHalli_Block3 | Modules | CNHalli_Block3_SMB1.3_S7 | PV Solar Module String |  | CNHalli_BLOCK_3_SMB1.3 | - | 13.44 | 320W | - | 42 | Modules | Main Inventry | In Operation |  | In Warranty | Trina Solar Co. Ltd. | 2017-09-26 | 2027-09-26 | 120 | TED-A11042-1808-XSC-0109-0 | Trina Solar Co. Ltd. | HSEPL | TSM-320PD14 | [5 empty] | Bescom | HSEPL | Clean Solar Power Tumkur Private Limited | Meera Corporation Kr | 2023-03-15 | 12
CNHalli_Block3 | Modules | CNHalli_Block3_SMB1.3_S8 | PV Solar Module String |  | CNHalli_BLOCK_3_SMB1.3 | - | 13.44 | 320W | - | 42 | Modules | Main Inventry | In Operation |  | In Warranty | Trina Solar Co. Ltd. | 2017-09-26 | 2027-09-26 | 120 | TED-A11042-1808-XSC-0109-0 | Trina Solar Co. Ltd. | HSEPL | TSM-320PD14 | [5 empty] | Bescom | HSEPL | Clean Solar Power Tumkur Private Limited | Meera Corporation Kr | 2023-03-15 | 12
CNHalli_Block3 | Modules | CNHalli_Block3_SMB1.3_S9 | PV Solar Module String |  | CNHalli_BLOCK_3_SMB1.3 | - | 13.44 | 320W | - | 42 | Modules | Main Inventry | In Operation |  | In Warranty | Trina Solar Co. Ltd. | 2017-09-26 | 2027-09-26 | 120 | TED-A11042-1808-XSC-0109-0 | Trina Solar Co. Ltd. | HSEPL | TSM-320PD14 | [5 empty] | Bescom | HSEPL | Clean Solar Power Tumkur Private Limited | Meera Corporation Kr | 2023-03-15 | 12
CNHalli_Block3 | Modules | CNHalli_Block3_SMB1.3_S10 | PV Solar Module String |  | CNHalli_BLOCK_3_SMB1.3 | - | 13.44 | 320W | - | 42 | Modules | Main Inventry | In Operation |  | In Warranty | Trina Solar Co. Ltd. | 2017-09-26 | 2027-09-26 | 120 | TED-A11042-1808-XSC-0109-0 | Trina Solar Co. Ltd. | HSEPL | TSM-320PD14 | [5 empty] | Bescom | HSEPL | Clean Solar Power Tumkur Private Limited | Meera Corporation Kr | 2023-03-15 | 12
CNHalli_Block3 | Modules | CNHalli_Block3_SMB1.3_S11 | PV Solar Module String |  | CNHalli_BLOCK_3_SMB1.3 | - | 13.44 | 320W | - | 42 | Modules | Main Inventry | In Operation |  | In Warranty | Trina Solar Co. Ltd. | 2017-09-26 | 2027-09-26 | 120 | TED-A11042-1808-XSC-0109-0 | Trina Solar Co. Ltd. | HSEPL | TSM-320PD14 | [5 empty] | Bescom | HSEPL | Clean Solar Power Tumkur Private Limited | Meera Corporation Kr | 2023-03-15 | 12
CNHalli_Block3 | Modules | CNHalli_Block3_SMB1.3_S12 | PV Solar Module String |  | CNHalli_BLOCK_3_SMB1.3 | - | 13.44 | 320W | - | 42 | Modules | Main Inventry | In Operation |  | In Warranty | Trina Solar Co. Ltd. | 2017-09-26 | 2027-09-26 | 120 | TED-A11042-1808-XSC-0109-0 | Trina Solar Co. Ltd. | HSEPL | TSM-320PD14 | [5 empty] | Bescom | HSEPL | Clean Solar Power Tumkur Private Limited | Meera Corporation Kr | 2023-03-15 | 12
CNHalli_Block3 | Modules | CNHalli_Block3_SMB1.4_S1 | PV Solar Module String |  | CNHalli_BLOCK_3_SMB1.4 | - | 13.44 | 320W | - | 42 | Modules | Main Inventry | In Operation |  | In Warranty | Trina Solar Co. Ltd. | 2017-09-26 | 2027-09-26 | 120 | TED-A11042-1808-XSC-0109-0 | Trina Solar Co. Ltd. | HSEPL | TSM-320PD14 | [5 empty] | Bescom | HSEPL | Clean Solar Power Tumkur Private Limited | Meera Corporation Kr | 2023-03-15 | 12
CNHalli_Block3 | Modules | CNHalli_Block3_SMB1.4_S2 | PV Solar Module String |  | CNHalli_BLOCK_3_SMB1.4 | - | 13.44 | 320W | - | 42 | Modules | Main Inventry | In Operation |  | In Warranty | Trina Solar Co. Ltd. | 2017-09-26 | 2027-09-26 | 120 | TED-A11042-1808-XSC-0109-0 | Trina Solar Co. Ltd. | HSEPL | TSM-320PD14 | [5 empty] | Bescom | HSEPL | Clean Solar Power Tumkur Private Limited | Meera Corporation Kr | 2023-03-15 | 12
CNHalli_Block3 | Modules | CNHalli_Block3_SMB1.4_S3 | PV Solar Module String |  | CNHalli_BLOCK_3_SMB1.4 | - | 13.44 | 320W | - | 42 | Modules | Main Inventry | In Operation |  | In Warranty | Trina Solar Co. Ltd. | 2017-09-26 | 2027-09-26 | 120 | TED-A11042-1808-XSC-0109-0 | Trina Solar Co. Ltd. | HSEPL | TSM-320PD14 | [5 empty] | Bescom | HSEPL | Clean Solar Power Tumkur Private Limited | Meera Corporation Kr | 2023-03-15 | 12
CNHalli_Block3 | Modules | CNHalli_Block3_SMB1.4_S4 | PV Solar Module String |  | CNHalli_BLOCK_3_SMB1.4 | - | 13.44 | 320W | - | 42 | Modules | Main Inventry | In Operation |  | In Warranty | Trina Solar Co. Ltd. | 2017-09-26 | 2027-09-26 | 120 | TED-A11042-1808-XSC-0109-0 | Trina Solar Co. Ltd. | HSEPL | TSM-320PD14 | [5 empty] | Bescom | HSEPL | Clean Solar Power Tumkur Private Limited | Meera Corporation Kr | 2023-03-15 | 12
CNHalli_Block3 | Modules | CNHalli_Block3_SMB1.4_S5 | PV Solar Module String |  | CNHalli_BLOCK_3_SMB1.4 | - | 13.44 | 320W | - | 42 | Modules | Main Inventry | In Operation |  | In Warranty | Trina Solar Co. Ltd. | 2017-09-26 | 2027-09-26 | 120 | TED-A11042-1808-XSC-0109-0 | Trina Solar Co. Ltd. | HSEPL | TSM-320PD14 | [5 empty] | Bescom | HSEPL | Clean Solar Power Tumkur Private Limited | Meera Corporation Kr | 2023-03-15 | 12
CNHalli_Block3 | Modules | CNHalli_Block3_SMB1.4_S6 | PV Solar Module String |  | CNHalli_BLOCK_3_SMB1.4 | - | 13.44 | 320W | - | 42 | Modules | Main Inventry | In Operation |  | In Warranty | Trina Solar Co. Ltd. | 2017-09-26 | 2027-09-26 | 120 | TED-A11042-1808-XSC-0109-0 | Trina Solar Co. Ltd. | HSEPL | TSM-320PD14 | [5 empty] | Bescom | HSEPL | Clean Solar Power Tumkur Private Limited | Meera Corporation Kr | 2023-03-15 | 12
CNHalli_Block3 | Modules | CNHalli_Block3_SMB1.4_S7 | PV Solar Module String |  | CNHalli_BLOCK_3_SMB1.4 | - | 13.44 | 320W | - | 42 | Modules | Main Inventry | In Operation |  | In Warranty | Trina Solar Co. Ltd. | 2017-09-26 | 2027-09-26 | 120 | TED-A11042-1808-XSC-0109-0 | Trina Solar Co. Ltd. | HSEPL | TSM-320PD14 | [5 empty] | Bescom | HSEPL | Clean Solar Power Tumkur Private Limited | Meera Corporation Kr | 2023-03-15 | 12
CNHalli_Block3 | Modules | CNHalli_Block3_SMB1.4_S8 | PV Solar Module String |  | CNHalli_BLOCK_3_SMB1.4 | - | 13.44 | 320W | - | 42 | Modules | Main Inventry | In Operation |  | In Warranty | Trina Solar Co. Ltd. | 2017-09-26 | 2027-09-26 | 120 | TED-A11042-1808-XSC-0109-0 | Trina Solar Co. Ltd. | HSEPL | TSM-320PD14 | [5 empty] | Bescom | HSEPL | Clean Solar Power Tumkur Private Limited | Meera Corporation Kr | 2023-03-15 | 12
CNHalli_Block3 | Modules | CNHalli_Block3_SMB1.4_S9 | PV Solar Module String |  | CNHalli_BLOCK_3_SMB1.4 | - | 13.44 | 320W | - | 42 | Modules | Main Inventry | In Operation |  | In Warranty | Trina Solar Co. Ltd. | 2017-09-26 | 2027-09-26 | 120 | TED-A11042-1808-XSC-0109-0 | Trina Solar Co. Ltd. | HSEPL | TSM-320PD14 | [5 empty] | Bescom | HSEPL | Clean Solar Power Tumkur Private Limited | Meera Corporation Kr | 2023-03-15 | 12
CNHalli_Block3 | Modules | CNHalli_Block3_SMB1.4_S10 | PV Solar Module String |  | CNHalli_BLOCK_3_SMB1.4 | - | 13.44 | 320W | - | 42 | Modules | Main Inventry | In Operation |  | In Warranty | Trina Solar Co. Ltd. | 2017-09-26 | 2027-09-26 | 120 | TED-A11042-1808-XSC-0109-0 | Trina Solar Co. Ltd. | HSEPL | TSM-320PD14 | [5 empty] | Bescom | HSEPL | Clean Solar Power Tumkur Private Limited | Meera Corporation Kr | 2023-03-15 | 12
CNHalli_Block3 | Modules | CNHalli_Block3_SMB1.4_S11 | PV Solar Module String |  | CNHalli_BLOCK_3_SMB1.4 | - | 13.44 | 320W | - | 42 | Modules | Main Inventry | In Operation |  | In Warranty | Trina Solar Co. Ltd. | 2017-09-26 | 2027-09-26 | 120 | TED-A11042-1808-XSC-0109-0 | Trina Solar Co. Ltd. | HSEPL | TSM-320PD14 | [5 empty] | Bescom | HSEPL | Clean Solar Power Tumkur Private Limited | Meera Corporation Kr | 2023-03-15 | 12
CNHalli_Block3 | Modules | CNHalli_Block3_SMB1.4_S12 | PV Solar Module String |  | CNHalli_BLOCK_3_SMB1.4 | - | 13.44 | 320W | - | 42 | Modules | Main Inventry | In Operation |  | In Warranty | Trina Solar Co. Ltd. | 2017-09-26 | 2027-09-26 | 120 | TED-A11042-1808-XSC-0109-0 | Trina Solar Co. Ltd. | HSEPL | TSM-320PD14 | [5 empty] | Bescom | HSEPL | Clean Solar Power Tumkur Private Limited | Meera Corporation Kr | 2023-03-15 | 12
CNHalli_Block3 | Modules | CNHalli_Block3_SMB1.5_S1 | PV Solar Module String |  | CNHalli_BLOCK_3_SMB1.5 | - | 13.44 | 320W | - | 42 | Modules | Main Inventry | In Operation |  | In Warranty | Trina Solar Co. Ltd. | 2017-09-26 | 2027-09-26 | 120 | TED-A11042-1808-XSC-0109-0 | Trina Solar Co. Ltd. | HSEPL | TSM-320PD14 | [5 empty] | Bescom | HSEPL | Clean Solar Power Tumkur Private Limited | Meera Corporation Kr | 2023-03-15 | 12
CNHalli_Block3 | Modules | CNHalli_Block3_SMB1.5_S2 | PV Solar Module String |  | CNHalli_BLOCK_3_SMB1.5 | - | 13.44 | 320W | - | 42 | Modules | Main Inventry | In Operation |  | In Warranty | Trina Solar Co. Ltd. | 2017-09-26 | 2027-09-26 | 120 | TED-A11042-1808-XSC-0109-0 | Trina Solar Co. Ltd. | HSEPL | TSM-320PD14 | [5 empty] | Bescom | HSEPL | Clean Solar Power Tumkur Private Limited | Meera Corporation Kr | 2023-03-15 | 12
CNHalli_Block3 | Modules | CNHalli_Block3_SMB1.5_S3 | PV Solar Module String |  | CNHalli_BLOCK_3_SMB1.5 | - | 13.54 | 320W | - | 42 | Modules | Main Inventry | In Operation |  | In Warranty | Trina Solar Co. Ltd. | 2017-09-26 | 2027-09-26 | 120 | TED-A11042-1808-XSC-0109-0 | Trina Solar Co. Ltd. | HSEPL | TSM-320PD14 | [5 empty] | Bescom | HSEPL | Clean Solar Power Tumkur Private Limited | Meera Corporation Kr | 2023-03-15 | 12
CNHalli_Block3 | Modules | CNHalli_Block3_SMB1.5_S4 | PV Solar Module String |  | CNHalli_BLOCK_3_SMB1.5 | - | 13.46 | 320W | - | 42 | Modules | Main Inventry | In Operation |  | In Warranty | Trina Solar Co. Ltd. | 2017-09-26 | 2027-09-26 | 120 | TED-A11042-1808-XSC-0109-0 | Trina Solar Co. Ltd. | HSEPL | TSM-320PD14 | [5 empty] | Bescom | HSEPL | Clean Solar Power Tumkur Private Limited | Meera Corporation Kr | 2023-03-15 | 12
CNHalli_Block3 | Modules | CNHalli_Block3_SMB1.5_S5 | PV Solar Module String |  | CNHalli_BLOCK_3_SMB1.5 | - | 13.44 | 320W | - | 42 | Modules | Main Inventry | In Operation |  | In Warranty | Trina Solar Co. Ltd. | 2017-09-26 | 2027-09-26 | 120 | TED-A11042-1808-XSC-0109-0 | Trina Solar Co. Ltd. | HSEPL | TSM-320PD14 | [5 empty] | Bescom | HSEPL | Clean Solar Power Tumkur Private Limited | Meera Corporation Kr | 2023-03-15 | 12
CNHalli_Block3 | Modules | CNHalli_Block3_SMB1.5_S6 | PV Solar Module String |  | CNHalli_BLOCK_3_SMB1.5 | - | 13.44 | 320W | - | 42 | Modules | Main Inventry | In Operation |  | In Warranty | Trina Solar Co. Ltd. | 2017-09-26 | 2027-09-26 | 120 | TED-A11042-1808-XSC-0109-0 | Trina Solar Co. Ltd. | HSEPL | TSM-320PD14 | [5 empty] | Bescom | HSEPL | Clean Solar Power Tumkur Private Limited | Meera Corporation Kr | 2023-03-15 | 12
CNHalli_Block3 | Modules | CNHalli_Block3_SMB1.5_S7 | PV Solar Module String |  | CNHalli_BLOCK_3_SMB1.5 | - | 13.65 | 325W | - | 42 | Modules | Main Inventry | In Operation |  | In Warranty | Trina Solar Co. Ltd. | 2017-09-26 | 2027-09-26 | 120 | TED-A11042-1808-XSC-0109-0 | Trina Solar Co. Ltd. | HSEPL | TSM-320PD14 | [5 empty] | Bescom | HSEPL | Clean Solar Power Tumkur Private Limited | Meera Corporation Kr | 2023-03-15 | 12
CNHalli_Block3 | Modules | CNHalli_Block3_SMB1.5_S8 | PV Solar Module String |  | CNHalli_BLOCK_3_SMB1.5 | - | 13.65 | 325W | - | 42 | Modules | Main Inventry | In Operation |  | In Warranty | Trina Solar Co. Ltd. | 2017-09-26 | 2027-09-26 | 120 | TED-A11042-1808-XSC-0109-0 | Trina Solar Co. Ltd. | HSEPL | TSM-320PD14 | [5 empty] | Bescom | HSEPL | Clean Solar Power Tumkur Private Limited | Meera Corporation Kr | 2023-03-15 | 12
CNHalli_Block3 | Modules | CNHalli_Block3_SMB1.5_S9 | PV Solar Module String |  | CNHalli_BLOCK_3_SMB1.5 | - | 13.65 | 325W | - | 42 | Modules | Main Inventry | In Operation |  | In Warranty | Trina Solar Co. Ltd. | 2017-09-26 | 2027-09-26 | 120 | TED-A11042-1808-XSC-0109-0 | Trina Solar Co. Ltd. | HSEPL | TSM-320PD14 | [5 empty] | Bescom | HSEPL | Clean Solar Power Tumkur Private Limited | Meera Corporation Kr | 2023-03-15 | 12
CNHalli_Block3 | Modules | CNHalli_Block3_SMB1.5_S10 | PV Solar Module String |  | CNHalli_BLOCK_3_SMB1.5 | - | 13.65 | 325W | - | 42 | Modules | Main Inventry | In Operation |  | In Warranty | Trina Solar Co. Ltd. | 2017-09-26 | 2027-09-26 | 120 | TED-A11042-1808-XSC-0109-0 | Trina Solar Co. Ltd. | HSEPL | TSM-320PD14 | [5 empty] | Bescom | HSEPL | Clean Solar Power Tumkur Private Limited | Meera Corporation Kr | 2023-03-15 | 12
CNHalli_Block3 | Modules | CNHalli_Block3_SMB1.5_S11 | PV Solar Module String |  | CNHalli_BLOCK_3_SMB1.5 | - | 13.65 | 325W | - | 42 | Modules | Main Inventry | In Operation |  | In Warranty | Trina Solar Co. Ltd. | 2017-09-26 | 2027-09-26 | 120 | TED-A11042-1808-XSC-0109-0 | Trina Solar Co. Ltd. | HSEPL | TSM-320PD14 | [5 empty] | Bescom | HSEPL | Clean Solar Power Tumkur Private Limited | Meera Corporation Kr | 2023-03-15 | 12
CNHalli_Block3 | Modules | CNHalli_Block3_SMB1.5_S12 | PV Solar Module String |  | CNHalli_BLOCK_3_SMB1.5 | - | 13.65 | 325W | - | 42 | Modules | Main Inventry | In Operation |  | In Warranty | Trina Solar Co. Ltd. | 2017-09-26 | 2027-09-26 | 120 | TED-A11042-1808-XSC-0109-0 | Trina Solar Co. Ltd. | HSEPL | TSM-320PD14 | [5 empty] | Bescom | HSEPL | Clean Solar Power Tumkur Private Limited | Meera Corporation Kr | 2023-03-15 | 12
CNHalli_Block3 | Modules | CNHalli_Block3_SMB1.6_S1 | PV Solar Module String |  | CNHalli_BLOCK_3_SMB1.6 | - | 13.44 | 320W | - | 42 | Modules | Main Inventry | In Operation |  | In Warranty | Trina Solar Co. Ltd. | 2017-09-26 | 2027-09-26 | 120 | TED-A11042-1808-XSC-0109-0 | Trina Solar Co. Ltd. | HSEPL | TSM-320PD14 | [5 empty] | Bescom | HSEPL | Clean Solar Power Tumkur Private Limited | Meera Corporation Kr | 2023-03-15 | 12
CNHalli_Block3 | Modules | CNHalli_Block3_SMB1.6_S2 | PV Solar Module String |  | CNHalli_BLOCK_3_SMB1.6 | - | 13.44 | 320W | - | 42 | Modules | Main Inventry | In Operation |  | In Warranty | Trina Solar Co. Ltd. | 2017-09-26 | 2027-09-26 | 120 | TED-A11042-1808-XSC-0109-0 | Trina Solar Co. Ltd. | HSEPL | TSM-320PD14 | [5 empty] | Bescom | HSEPL | Clean Solar Power Tumkur Private Limited | Meera Corporation Kr | 2023-03-15 | 12
CNHalli_Block3 | Modules | CNHalli_Block3_SMB1.6_S3 | PV Solar Module String |  | CNHalli_BLOCK_3_SMB1.6 | - | 13.44 | 320W | - | 42 | Modules | Main Inventry | In Operation |  | In Warranty | Trina Solar Co. Ltd. | 2017-09-26 | 2027-09-26 | 120 | TED-A11042-1808-XSC-0109-0 | Trina Solar Co. Ltd. | HSEPL | TSM-320PD14 | [5 empty] | Bescom | HSEPL | Clean Solar Power Tumkur Private Limited | Meera Corporation Kr | 2023-03-15 | 12
CNHalli_Block3 | Modules | CNHalli_Block3_SMB1.6_S4 | PV Solar Module String |  | CNHalli_BLOCK_3_SMB1.6 | - | 13.44 | 320W | - | 42 | Modules | Main Inventry | In Operation |  | In Warranty | Trina Solar Co. Ltd. | 2017-09-26 | 2027-09-26 | 120 | TED-A11042-1808-XSC-0109-0 | Trina Solar Co. Ltd. | HSEPL | TSM-320PD14 | [5 empty] | Bescom | HSEPL | Clean Solar Power Tumkur Private Limited | Meera Corporation Kr | 2023-03-15 | 12
CNHalli_Block3 | Modules | CNHalli_Block3_SMB1.6_S5 | PV Solar Module String |  | CNHalli_BLOCK_3_SMB1.6 | - | 13.44 | 320W | - | 42 | Modules | Main Inventry | In Operation |  | In Warranty | Trina Solar Co. Ltd. | 2017-09-26 | 2027-09-26 | 120 | TED-A11042-1808-XSC-0109-0 | Trina Solar Co. Ltd. | HSEPL | TSM-320PD14 | [5 empty] | Bescom | HSEPL | Clean Solar Power Tumkur Private Limited | Meera Corporation Kr | 2023-03-15 | 12
CNHalli_Block3 | Modules | CNHalli_Block3_SMB1.6_S6 | PV Solar Module String |  | CNHalli_BLOCK_3_SMB1.6 | - | 13.44 | 320W | - | 42 | Modules | Main Inventry | In Operation |  | In Warranty | Trina Solar Co. Ltd. | 2017-09-26 | 2027-09-26 | 120 | TED-A11042-1808-XSC-0109-0 | Trina Solar Co. Ltd. | HSEPL | TSM-320PD14 | [5 empty] | Bescom | HSEPL | Clean Solar Power Tumkur Private Limited | Meera Corporation Kr | 2023-03-15 | 12
CNHalli_Block3 | Modules | CNHalli_Block3_SMB1.6_S7 | PV Solar Module String |  | CNHalli_BLOCK_3_SMB1.6 | - | 13.44 | 320W | - | 42 | Modules | Main Inventry | In Operation |  | In Warranty | Trina Solar Co. Ltd. | 2017-09-26 | 2027-09-26 | 120 | TED-A11042-1808-XSC-0109-0 | Trina Solar Co. Ltd. | HSEPL | TSM-320PD14 | [5 empty] | Bescom | HSEPL | Clean Solar Power Tumkur Private Limited | Meera Corporation Kr | 2023-03-15 | 12
CNHalli_Block3 | Modules | CNHalli_Block3_SMB1.6_S8 | PV Solar Module String |  | CNHalli_BLOCK_3_SMB1.6 | - | 13.44 | 320W | - | 42 | Modules | Main Inventry | In Operation |  | In Warranty | Trina Solar Co. Ltd. | 2017-09-26 | 2027-09-26 | 120 | TED-A11042-1808-XSC-0109-0 | Trina Solar Co. Ltd. | HSEPL | TSM-320PD14 | [5 empty] | Bescom | HSEPL | Clean Solar Power Tumkur Private Limited | Meera Corporation Kr | 2023-03-15 | 12
CNHalli_Block3 | Modules | CNHalli_Block3_SMB1.6_S9 | PV Solar Module String |  | CNHalli_BLOCK_3_SMB1.6 | - | 13.44 | 320W | - | 42 | Modules | Main Inventry | In Operation |  | In Warranty | Trina Solar Co. Ltd. | 2017-09-26 | 2027-09-26 | 120 | TED-A11042-1808-XSC-0109-0 | Trina Solar Co. Ltd. | HSEPL | TSM-320PD14 | [5 empty] | Bescom | HSEPL | Clean Solar Power Tumkur Private Limited | Meera Corporation Kr | 2023-03-15 | 12
CNHalli_Block3 | Modules | CNHalli_Block3_SMB1.6_S10 | PV Solar Module String |  | CNHalli_BLOCK_3_SMB1.6 | - | 13.44 | 320W | - | 42 | Modules | Main Inventry | In Operation |  | In Warranty | Trina Solar Co. Ltd. | 2017-09-26 | 2027-09-26 | 120 | TED-A11042-1808-XSC-0109-0 | Trina Solar Co. Ltd. | HSEPL | TSM-320PD14 | [5 empty] | Bescom | HSEPL | Clean Solar Power Tumkur Private Limited | Meera Corporation Kr | 2023-03-15 | 12
CNHalli_Block3 | Modules | CNHalli_Block3_SMB1.6_S11 | PV Solar Module String |  | CNHalli_BLOCK_3_SMB1.6 | - | 13.44 | 320W | - | 42 | Modules | Main Inventry | In Operation |  | In Warranty | Trina Solar Co. Ltd. | 2017-09-26 | 2027-09-26 | 120 | TED-A11042-1808-XSC-0109-0 | Trina Solar Co. Ltd. | HSEPL | TSM-320PD14 | [5 empty] | Bescom | HSEPL | Clean Solar Power Tumkur Private Limited | Meera Corporation Kr | 2023-03-15 | 12
CNHalli_Block3 | Modules | CNHalli_Block3_SMB1.6_S12 | PV Solar Module String |  | CNHalli_BLOCK_3_SMB1.7 | - | 13.44 | 320W | - | 42 | Modules | Main Inventry | In Operation |  | In Warranty | Trina Solar Co. Ltd. | 2017-09-26 | 2027-09-26 | 120 | TED-A11042-1808-XSC-0109-0 | Trina Solar Co. Ltd. | HSEPL | TSM-320PD14 | [5 empty] | Bescom | HSEPL | Clean Solar Power Tumkur Private Limited | Meera Corporation Kr | 2023-03-15 | 12
CNHalli_Block3 | Modules | CNHalli_Block3_SMB1.7_S1 | PV Solar Module String |  | CNHalli_BLOCK_3_SMB1.7 | - | 13.44 | 320W | - | 42 | Modules | Main Inventry | In Operation |  | In Warranty | Trina Solar Co. Ltd. | 2017-09-26 | 2027-09-26 | 120 | TED-A11042-1808-XSC-0109-0 | Trina Solar Co. Ltd. | HSEPL | TSM-320PD14 | [5 empty] | Bescom | HSEPL | Clean Solar Power Tumkur Private Limited | Meera Corporation Kr | 2023-03-15 | 12
CNHalli_Block3 | Modules | CNHalli_Block3_SMB1.7_S2 | PV Solar Module String |  | CNHalli_BLOCK_3_SMB1.7 | - | 13.44 | 320W | - | 42 | Modules | Main Inventry | In Operation |  | In Warranty | Trina Solar Co. Ltd. | 2017-09-26 | 2027-09-26 | 120 | TED-A11042-1808-XSC-0109-0 | Trina Solar Co. Ltd. | HSEPL | TSM-320PD14 | [5 empty] | Bescom | HSEPL | Clean Solar Power Tumkur Private Limited | Meera Corporation Kr | 2023-03-15 | 12
CNHalli_Block3 | Modules | CNHalli_Block3_SMB1.7_S3 | PV Solar Module String |  | CNHalli_BLOCK_3_SMB1.7 | - | 13.44 | 320W | - | 42 | Modules | Main Inventry | In Operation |  | In Warranty | Trina Solar Co. Ltd. | 2017-09-26 | 2027-09-26 | 120 | TED-A11042-1808-XSC-0109-0 | Trina Solar Co. Ltd. | HSEPL | TSM-320PD14 | [5 empty] | Bescom | HSEPL | Clean Solar Power Tumkur Private Limited | Meera Corporation Kr | 2023-03-15 | 12
CNHalli_Block3 | Modules | CNHalli_Block3_SMB1.7_S4 | PV Solar Module String |  | CNHalli_BLOCK_3_SMB1.7 | - | 13.44 | 320W | - | 42 | Modules | Main Inventry | In Operation |  | In Warranty | Trina Solar Co. Ltd. | 2017-09-26 | 2027-09-26 | 120 | TED-A11042-1808-XSC-0109-0 | Trina Solar Co. Ltd. | HSEPL | TSM-320PD14 | [5 empty] | Bescom | HSEPL | Clean Solar Power Tumkur Private Limited | Meera Corporation Kr | 2023-03-15 | 12
CNHalli_Block3 | Modules | CNHalli_Block3_SMB1.7_S5 | PV Solar Module String |  | CNHalli_BLOCK_3_SMB1.7 | - | 13.44 | 320W | - | 42 | Modules | Main Inventry | In Operation |  | In Warranty | Trina Solar Co. Ltd. | 2017-09-26 | 2027-09-26 | 120 | TED-A11042-1808-XSC-0109-0 | Trina Solar Co. Ltd. | HSEPL | TSM-320PD14 | [5 empty] | Bescom | HSEPL | Clean Solar Power Tumkur Private Limited | Meera Corporation Kr | 2023-03-15 | 12
CNHalli_Block3 | Modules | CNHalli_Block3_SMB1.7_S6 | PV Solar Module String |  | CNHalli_BLOCK_3_SMB1.7 | - | 13.44 | 320W | - | 42 | Modules | Main Inventry | In Operation |  | In Warranty | Trina Solar Co. Ltd. | 2017-09-26 | 2027-09-26 | 120 | TED-A11042-1808-XSC-0109-0 | Trina Solar Co. Ltd. | HSEPL | TSM-320PD14 | [5 empty] | Bescom | HSEPL | Clean Solar Power Tumkur Private Limited | Meera Corporation Kr | 2023-03-15 | 12
CNHalli_Block3 | Modules | CNHalli_Block3_SMB1.7_S7 | PV Solar Module String |  | CNHalli_BLOCK_3_SMB1.7 | - | 13.44 | 320W | - | 42 | Modules | Main Inventry | In Operation |  | In Warranty | Trina Solar Co. Ltd. | 2017-09-26 | 2027-09-26 | 120 | TED-A11042-1808-XSC-0109-0 | Trina Solar Co. Ltd. | HSEPL | TSM-320PD14 | [5 empty] | Bescom | HSEPL | Clean Solar Power Tumkur Private Limited | Meera Corporation Kr | 2023-03-15 | 12
CNHalli_Block3 | Modules | CNHalli_Block3_SMB1.7_S8 | PV Solar Module String |  | CNHalli_BLOCK_3_SMB1.7 | - | 13.44 | 320W | - | 42 | Modules | Main Inventry | In Operation |  | In Warranty | Trina Solar Co. Ltd. | 2017-09-26 | 2027-09-26 | 120 | TED-A11042-1808-XSC-0109-0 | Trina Solar Co. Ltd. | HSEPL | TSM-320PD14 | [5 empty] | Bescom | HSEPL | Clean Solar Power Tumkur Private Limited | Meera Corporation Kr | 2023-03-15 | 12
CNHalli_Block3 | Modules | CNHalli_Block3_SMB1.7_S9 | PV Solar Module String |  | CNHalli_BLOCK_3_SMB1.7 | - | 13.44 | 320W | - | 42 | Modules | Main Inventry | In Operation |  | In Warranty | Trina Solar Co. Ltd. | 2017-09-26 | 2027-09-26 | 120 | TED-A11042-1808-XSC-0109-0 | Trina Solar Co. Ltd. | HSEPL | TSM-320PD14 | [5 empty] | Bescom | HSEPL | Clean Solar Power Tumkur Private Limited | Meera Corporation Kr | 2023-03-15 | 12
CNHalli_Block3 | Modules | CNHalli_Block3_SMB2.1_S1 | PV Solar Module String |  | CNHalli_BLOCK_3_SMB2.1 | - | 13.44 | 320W | - | 42 | Modules | Main Inventry | In Operation |  | In Warranty | Trina Solar Co. Ltd. | 2017-09-26 | 2027-09-26 | 120 | TED-A11042-1808-XSC-0109-0 | Trina Solar Co. Ltd. | HSEPL | TSM-320PD14 | [5 empty] | Bescom | HSEPL | Clean Solar Power Tumkur Private Limited | Meera Corporation Kr | 2023-03-15 | 12
CNHalli_Block3 | Modules | CNHalli_Block3_SMB2.1_S2 | PV Solar Module String |  | CNHalli_BLOCK_3_SMB2.1 | - | 13.44 | 320W | - | 42 | Modules | Main Inventry | In Operation |  | In Warranty | Trina Solar Co. Ltd. | 2017-09-26 | 2027-09-26 | 120 | TED-A11042-1808-XSC-0109-0 | Trina Solar Co. Ltd. | HSEPL | TSM-320PD14 | [5 empty] | Bescom | HSEPL | Clean Solar Power Tumkur Private Limited | Meera Corporation Kr | 2023-03-15 | 12
CNHalli_Block3 | Modules | CNHalli_Block3_SMB2.1_S3 | PV Solar Module String |  | CNHalli_BLOCK_3_SMB2.1 | - | 13.44 | 320W | - | 42 | Modules | Main Inventry | In Operation |  | In Warranty | Trina Solar Co. Ltd. | 2017-09-26 | 2027-09-26 | 120 | TED-A11042-1808-XSC-0109-0 | Trina Solar Co. Ltd. | HSEPL | TSM-320PD14 | [5 empty] | Bescom | HSEPL | Clean Solar Power Tumkur Private Limited | Meera Corporation Kr | 2023-03-15 | 12
CNHalli_Block3 | Modules | CNHalli_Block3_SMB2.1_S4 | PV Solar Module String |  | CNHalli_BLOCK_3_SMB2.1 | - | 13.44 | 320W | - | 42 | Modules | Main Inventry | In Operation |  | In Warranty | Trina Solar Co. Ltd. | 2017-09-26 | 2027-09-26 | 120 | TED-A11042-1808-XSC-0109-0 | Trina Solar Co. Ltd. | HSEPL | TSM-320PD14 | [5 empty] | Bescom | HSEPL | Clean Solar Power Tumkur Private Limited | Meera Corporation Kr | 2023-03-15 | 12
CNHalli_Block3 | Modules | CNHalli_Block3_SMB2.1_S5 | PV Solar Module String |  | CNHalli_BLOCK_3_SMB2.1 | - | 13.44 | 320W | - | 42 | Modules | Main Inventry | In Operation |  | In Warranty | Trina Solar Co. Ltd. | 2017-09-26 | 2027-09-26 | 120 | TED-A11042-1808-XSC-0109-0 | Trina Solar Co. Ltd. | HSEPL | TSM-320PD14 | [5 empty] | Bescom | HSEPL | Clean Solar Power Tumkur Private Limited | Meera Corporation Kr | 2023-03-15 | 12
CNHalli_Block3 | Modules | CNHalli_Block3_SMB2.1_S6 | PV Solar Module String |  | CNHalli_BLOCK_3_SMB2.1 | - | 13.44 | 320W | - | 42 | Modules | Main Inventry | In Operation |  | In Warranty | Trina Solar Co. Ltd. | 2017-09-26 | 2027-09-26 | 120 | TED-A11042-1808-XSC-0109-0 | Trina Solar Co. Ltd. | HSEPL | TSM-320PD14 | [5 empty] | Bescom | HSEPL | Clean Solar Power Tumkur Private Limited | Meera Corporation Kr | 2023-03-15 | 12
CNHalli_Block3 | Modules | CNHalli_Block3_SMB2.1_S7 | PV Solar Module String |  | CNHalli_BLOCK_3_SMB2.1 | - | 13.44 | 320W | - | 42 | Modules | Main Inventry | In Operation |  | In Warranty | Trina Solar Co. Ltd. | 2017-09-26 | 2027-09-26 | 120 | TED-A11042-1808-XSC-0109-0 | Trina Solar Co. Ltd. | HSEPL | TSM-320PD14 | [5 empty] | Bescom | HSEPL | Clean Solar Power Tumkur Private Limited | Meera Corporation Kr | 2023-03-15 | 12
CNHalli_Block3 | Modules | CNHalli_Block3_SMB2.1_S8 | PV Solar Module String |  | CNHalli_BLOCK_3_SMB2.1 | - | 13.44 | 320W | - | 42 | Modules | Main Inventry | In Operation |  | In Warranty | Trina Solar Co. Ltd. | 2017-09-26 | 2027-09-26 | 120 | TED-A11042-1808-XSC-0109-0 | Trina Solar Co. Ltd. | HSEPL | TSM-320PD14 | [5 empty] | Bescom | HSEPL | Clean Solar Power Tumkur Private Limited | Meera Corporation Kr | 2023-03-15 | 12
CNHalli_Block3 | Modules | CNHalli_Block3_SMB2.1_S9 | PV Solar Module String |  | CNHalli_BLOCK_3_SMB2.1 | - | 13.44 | 320W | - | 42 | Modules | Main Inventry | In Operation |  | In Warranty | Trina Solar Co. Ltd. | 2017-09-26 | 2027-09-26 | 120 | TED-A11042-1808-XSC-0109-0 | Trina Solar Co. Ltd. | HSEPL | TSM-320PD14 | [5 empty] | Bescom | HSEPL | Clean Solar Power Tumkur Private Limited | Meera Corporation Kr | 2023-03-15 | 12
CNHalli_Block3 | Modules | CNHalli_Block3_SMB2.1_S10 | PV Solar Module String |  | CNHalli_BLOCK_3_SMB2.1 | - | 13.44 | 320W | - | 42 | Modules | Main Inventry | In Operation |  | In Warranty | Trina Solar Co. Ltd. | 2017-09-26 | 2027-09-26 | 120 | TED-A11042-1808-XSC-0109-0 | Trina Solar Co. Ltd. | HSEPL | TSM-320PD14 | [5 empty] | Bescom | HSEPL | Clean Solar Power Tumkur Private Limited | Meera Corporation Kr | 2023-03-15 | 12
CNHalli_Block3 | Modules | CNHalli_Block3_SMB2.1_S11 | PV Solar Module String |  | CNHalli_BLOCK_3_SMB2.1 | - | 13.44 | 320W | - | 42 | Modules | Main Inventry | In Operation |  | In Warranty | Trina Solar Co. Ltd. | 2017-09-26 | 2027-09-26 | 120 | TED-A11042-1808-XSC-0109-0 | Trina Solar Co. Ltd. | HSEPL | TSM-320PD14 | [5 empty] | Bescom | HSEPL | Clean Solar Power Tumkur Private Limited | Meera Corporation Kr | 2023-03-15 | 12
CNHalli_Block3 | Modules | CNHalli_Block3_SMB2.1_S12 | PV Solar Module String |  | CNHalli_BLOCK_3_SMB2.1 | - | 13.44 | 320W | - | 42 | Modules | Main Inventry | In Operation |  | In Warranty | Trina Solar Co. Ltd. | 2017-09-26 | 2027-09-26 | 120 | TED-A11042-1808-XSC-0109-0 | Trina Solar Co. Ltd. | HSEPL | TSM-320PD14 | [5 empty] | Bescom | HSEPL | Clean Solar Power Tumkur Private Limited | Meera Corporation Kr | 2023-03-15 | 12
CNHalli_Block3 | Modules | CNHalli_Block3_SMB2.2_S1 | PV Solar Module String |  | CNHalli_BLOCK_3_SMB2.2 | - | 13.44 | 320W | - | 42 | Modules | Main Inventry | In Operation |  | In Warranty | Trina Solar Co. Ltd. | 2017-09-26 | 2027-09-26 | 120 | TED-A11042-1808-XSC-0109-0 | Trina Solar Co. Ltd. | HSEPL | TSM-320PD14 | [5 empty] | Bescom | HSEPL | Clean Solar Power Tumkur Private Limited | Meera Corporation Kr | 2023-03-15 | 12
CNHalli_Block3 | Modules | CNHalli_Block3_SMB2.2_S2 | PV Solar Module String |  | CNHalli_BLOCK_3_SMB2.2 | - | 13.44 | 320W | - | 42 | Modules | Main Inventry | In Operation |  | In Warranty | Trina Solar Co. Ltd. | 2017-09-26 | 2027-09-26 | 120 | TED-A11042-1808-XSC-0109-0 | Trina Solar Co. Ltd. | HSEPL | TSM-320PD14 | [5 empty] | Bescom | HSEPL | Clean Solar Power Tumkur Private Limited | Meera Corporation Kr | 2023-03-15 | 12
CNHalli_Block3 | Modules | CNHalli_Block3_SMB2.2_S3 | PV Solar Module String |  | CNHalli_BLOCK_3_SMB2.2 | - | 13.44 | 320W | - | 42 | Modules | Main Inventry | In Operation |  | In Warranty | Trina Solar Co. Ltd. | 2017-09-26 | 2027-09-26 | 120 | TED-A11042-1808-XSC-0109-0 | Trina Solar Co. Ltd. | HSEPL | TSM-320PD14 | [5 empty] | Bescom | HSEPL | Clean Solar Power Tumkur Private Limited | Meera Corporation Kr | 2023-03-15 | 12
CNHalli_Block3 | Modules | CNHalli_Block3_SMB2.2_S4 | PV Solar Module String |  | CNHalli_BLOCK_3_SMB2.2 | - | 13.44 | 320W | - | 42 | Modules | Main Inventry | In Operation |  | In Warranty | Trina Solar Co. Ltd. | 2017-09-26 | 2027-09-26 | 120 | TED-A11042-1808-XSC-0109-0 | Trina Solar Co. Ltd. | HSEPL | TSM-320PD14 | [5 empty] | Bescom | HSEPL | Clean Solar Power Tumkur Private Limited | Meera Corporation Kr | 2023-03-15 | 12
CNHalli_Block3 | Modules | CNHalli_Block3_SMB2.2_S5 | PV Solar Module String |  | CNHalli_BLOCK_3_SMB2.2 | - | 13.44 | 320W | - | 42 | Modules | Main Inventry | In Operation |  | In Warranty | Trina Solar Co. Ltd. | 2017-09-26 | 2027-09-26 | 120 | TED-A11042-1808-XSC-0109-0 | Trina Solar Co. Ltd. | HSEPL | TSM-320PD14 | [5 empty] | Bescom | HSEPL | Clean Solar Power Tumkur Private Limited | Meera Corporation Kr | 2023-03-15 | 12
CNHalli_Block3 | Modules | CNHalli_Block3_SMB2.2_S6 | PV Solar Module String |  | CNHalli_BLOCK_3_SMB2.2 | - | 13.44 | 320W | - | 42 | Modules | Main Inventry | In Operation |  | In Warranty | Trina Solar Co. Ltd. | 2017-09-26 | 2027-09-26 | 120 | TED-A11042-1808-XSC-0109-0 | Trina Solar Co. Ltd. | HSEPL | TSM-320PD14 | [5 empty] | Bescom | HSEPL | Clean Solar Power Tumkur Private Limited | Meera Corporation Kr | 2023-03-15 | 12
CNHalli_Block3 | Modules | CNHalli_Block3_SMB2.2_S7 | PV Solar Module String |  | CNHalli_BLOCK_3_SMB2.2 | - | 13.44 | 320W | - | 42 | Modules | Main Inventry | In Operation |  | In Warranty | Trina Solar Co. Ltd. | 2017-09-26 | 2027-09-26 | 120 | TED-A11042-1808-XSC-0109-0 | Trina Solar Co. Ltd. | HSEPL | TSM-320PD14 | [5 empty] | Bescom | HSEPL | Clean Solar Power Tumkur Private Limited | Meera Corporation Kr | 2023-03-15 | 12
CNHalli_Block3 | Modules | CNHalli_Block3_SMB2.2_S8 | PV Solar Module String |  | CNHalli_BLOCK_3_SMB2.2 | - | 13.44 | 320W | - | 42 | Modules | Main Inventry | In Operation |  | In Warranty | Trina Solar Co. Ltd. | 2017-09-26 | 2027-09-26 | 120 | TED-A11042-1808-XSC-0109-0 | Trina Solar Co. Ltd. | HSEPL | TSM-320PD14 | [5 empty] | Bescom | HSEPL | Clean Solar Power Tumkur Private Limited | Meera Corporation Kr | 2023-03-15 | 12
CNHalli_Block3 | Modules | CNHalli_Block3_SMB2.2_S9 | PV Solar Module String |  | CNHalli_BLOCK_3_SMB2.2 | - | 13.44 | 320W | - | 42 | Modules | Main Inventry | In Operation |  | In Warranty | Trina Solar Co. Ltd. | 2017-09-26 | 2027-09-26 | 120 | TED-A11042-1808-XSC-0109-0 | Trina Solar Co. Ltd. | HSEPL | TSM-320PD14 | [5 empty] | Bescom | HSEPL | Clean Solar Power Tumkur Private Limited | Meera Corporation Kr | 2023-03-15 | 12
CNHalli_Block3 | Modules | CNHalli_Block3_SMB2.2_S10 | PV Solar Module String |  | CNHalli_BLOCK_3_SMB2.2 | - | 13.44 | 320W | - | 42 | Modules | Main Inventry | In Operation |  | In Warranty | Trina Solar Co. Ltd. | 2017-09-26 | 2027-09-26 | 120 | TED-A11042-1808-XSC-0109-0 | Trina Solar Co. Ltd. | HSEPL | TSM-320PD14 | [5 empty] | Bescom | HSEPL | Clean Solar Power Tumkur Private Limited | Meera Corporation Kr | 2023-03-15 | 12
CNHalli_Block3 | Modules | CNHalli_Block3_SMB2.2_S11 | PV Solar Module String |  | CNHalli_BLOCK_3_SMB2.2 | - | 13.44 | 320W | - | 42 | Modules | Main Inventry | In Operation |  | In Warranty | Trina Solar Co. Ltd. | 2017-09-26 | 2027-09-26 | 120 | TED-A11042-1808-XSC-0109-0 | Trina Solar Co. Ltd. | HSEPL | TSM-320PD14 | [5 empty] | Bescom | HSEPL | Clean Solar Power Tumkur Private Limited | Meera Corporation Kr | 2023-03-15 | 12
CNHalli_Block3 | Modules | CNHalli_Block3_SMB2.2_S12 | PV Solar Module String |  | CNHalli_BLOCK_3_SMB2.2 | - | 13.44 | 320W | - | 42 | Modules | Main Inventry | In Operation |  | In Warranty | Trina Solar Co. Ltd. | 2017-09-26 | 2027-09-26 | 120 | TED-A11042-1808-XSC-0109-0 | Trina Solar Co. Ltd. | HSEPL | TSM-320PD14 | [5 empty] | Bescom | HSEPL | Clean Solar Power Tumkur Private Limited | Meera Corporation Kr | 2023-03-15 | 12
CNHalli_Block3 | Modules | CNHalli_Block3_SMB2.3_S1 | PV Solar Module String |  | CNHalli_BLOCK_3_SMB2.3 | - | 13.44 | 320W | - | 42 | Modules | Main Inventry | In Operation |  | In Warranty | Trina Solar Co. Ltd. | 2017-09-26 | 2027-09-26 | 120 | TED-A11042-1808-XSC-0109-0 | Trina Solar Co. Ltd. | HSEPL | TSM-320PD14 | [5 empty] | Bescom | HSEPL | Clean Solar Power Tumkur Private Limited | Meera Corporation Kr | 2023-03-15 | 12
CNHalli_Block3 | Modules | CNHalli_Block3_SMB2.3_S2 | PV Solar Module String |  | CNHalli_BLOCK_3_SMB2.3 | - | 13.44 | 320W | - | 42 | Modules | Main Inventry | In Operation |  | In Warranty | Trina Solar Co. Ltd. | 2017-09-26 | 2027-09-26 | 120 | TED-A11042-1808-XSC-0109-0 | Trina Solar Co. Ltd. | HSEPL | TSM-320PD14 | [5 empty] | Bescom | HSEPL | Clean Solar Power Tumkur Private Limited | Meera Corporation Kr | 2023-03-15 | 12
CNHalli_Block3 | Modules | CNHalli_Block3_SMB2.3_S3 | PV Solar Module String |  | CNHalli_BLOCK_3_SMB2.3 | - | 13.44 | 320W | - | 42 | Modules | Main Inventry | In Operation |  | In Warranty | Trina Solar Co. Ltd. | 2017-09-26 | 2027-09-26 | 120 | TED-A11042-1808-XSC-0109-0 | Trina Solar Co. Ltd. | HSEPL | TSM-320PD14 | [5 empty] | Bescom | HSEPL | Clean Solar Power Tumkur Private Limited | Meera Corporation Kr | 2023-03-15 | 12
CNHalli_Block3 | Modules | CNHalli_Block3_SMB2.3_S4 | PV Solar Module String |  | CNHalli_BLOCK_3_SMB2.3 | - | 13.44 | 320W | - | 42 | Modules | Main Inventry | In Operation |  | In Warranty | Trina Solar Co. Ltd. | 2017-09-26 | 2027-09-26 | 120 | TED-A11042-1808-XSC-0109-0 | Trina Solar Co. Ltd. | HSEPL | TSM-320PD14 | [5 empty] | Bescom | HSEPL | Clean Solar Power Tumkur Private Limited | Meera Corporation Kr | 2023-03-15 | 12
CNHalli_Block3 | Modules | CNHalli_Block3_SMB2.3_S5 | PV Solar Module String |  | CNHalli_BLOCK_3_SMB2.3 | - | 13.44 | 320W | - | 42 | Modules | Main Inventry | In Operation |  | In Warranty | Trina Solar Co. Ltd. | 2017-09-26 | 2027-09-26 | 120 | TED-A11042-1808-XSC-0109-0 | Trina Solar Co. Ltd. | HSEPL | TSM-320PD14 | [5 empty] | Bescom | HSEPL | Clean Solar Power Tumkur Private Limited | Meera Corporation Kr | 2023-03-15 | 12
CNHalli_Block3 | Modules | CNHalli_Block3_SMB2.3_S6 | PV Solar Module String |  | CNHalli_BLOCK_3_SMB2.3 | - | 13.44 | 320W | - | 42 | Modules | Main Inventry | In Operation |  | In Warranty | Trina Solar Co. Ltd. | 2017-09-26 | 2027-09-26 | 120 | TED-A11042-1808-XSC-0109-0 | Trina Solar Co. Ltd. | HSEPL | TSM-320PD14 | [5 empty] | Bescom | HSEPL | Clean Solar Power Tumkur Private Limited | Meera Corporation Kr | 2023-03-15 | 12
CNHalli_Block3 | Modules | CNHalli_Block3_SMB2.3_S7 | PV Solar Module String |  | CNHalli_BLOCK_3_SMB2.3 | - | 13.44 | 320W | - | 42 | Modules | Main Inventry | In Operation |  | In Warranty | Trina Solar Co. Ltd. | 2017-09-26 | 2027-09-26 | 120 | TED-A11042-1808-XSC-0109-0 | Trina Solar Co. Ltd. | HSEPL | TSM-320PD14 | [5 empty] | Bescom | HSEPL | Clean Solar Power Tumkur Private Limited | Meera Corporation Kr | 2023-03-15 | 12
CNHalli_Block3 | Modules | CNHalli_Block3_SMB2.3_S8 | PV Solar Module String |  | CNHalli_BLOCK_3_SMB2.3 | - | 13.44 | 320W | - | 42 | Modules | Main Inventry | In Operation |  | In Warranty | Trina Solar Co. Ltd. | 2017-09-26 | 2027-09-26 | 120 | TED-A11042-1808-XSC-0109-0 | Trina Solar Co. Ltd. | HSEPL | TSM-320PD14 | [5 empty] | Bescom | HSEPL | Clean Solar Power Tumkur Private Limited | Meera Corporation Kr | 2023-03-15 | 12
CNHalli_Block3 | Modules | CNHalli_Block3_SMB2.3_S9 | PV Solar Module String |  | CNHalli_BLOCK_3_SMB2.3 | - | 13.44 | 320W | - | 42 | Modules | Main Inventry | In Operation |  | In Warranty | Trina Solar Co. Ltd. | 2017-09-26 | 2027-09-26 | 120 | TED-A11042-1808-XSC-0109-0 | Trina Solar Co. Ltd. | HSEPL | TSM-320PD14 | [5 empty] | Bescom | HSEPL | Clean Solar Power Tumkur Private Limited | Meera Corporation Kr | 2023-03-15 | 12
CNHalli_Block3 | Modules | CNHalli_Block3_SMB2.3_S10 | PV Solar Module String |  | CNHalli_BLOCK_3_SMB2.3 | - | 13.44 | 320W | - | 42 | Modules | Main Inventry | In Operation |  | In Warranty | Trina Solar Co. Ltd. | 2017-09-26 | 2027-09-26 | 120 | TED-A11042-1808-XSC-0109-0 | Trina Solar Co. Ltd. | HSEPL | TSM-320PD14 | [5 empty] | Bescom | HSEPL | Clean Solar Power Tumkur Private Limited | Meera Corporation Kr | 2023-03-15 | 12
CNHalli_Block3 | Modules | CNHalli_Block3_SMB2.3_S11 | PV Solar Module String |  | CNHalli_BLOCK_3_SMB2.3 | - | 13.44 | 320W | - | 42 | Modules | Main Inventry | In Operation |  | In Warranty | Trina Solar Co. Ltd. | 2017-09-26 | 2027-09-26 | 120 | TED-A11042-1808-XSC-0109-0 | Trina Solar Co. Ltd. | HSEPL | TSM-320PD14 | [5 empty] | Bescom | HSEPL | Clean Solar Power Tumkur Private Limited | Meera Corporation Kr | 2023-03-15 | 12
CNHalli_Block3 | Modules | CNHalli_Block3_SMB2.3_S12 | PV Solar Module String |  | CNHalli_BLOCK_3_SMB2.3 | - | 13.44 | 320W | - | 42 | Modules | Main Inventry | In Operation |  | In Warranty | Trina Solar Co. Ltd. | 2017-09-26 | 2027-09-26 | 120 | TED-A11042-1808-XSC-0109-0 | Trina Solar Co. Ltd. | HSEPL | TSM-320PD14 | [5 empty] | Bescom | HSEPL | Clean Solar Power Tumkur Private Limited | Meera Corporation Kr | 2023-03-15 | 12
CNHalli_Block3 | Modules | CNHalli_Block3_SMB2.4_S1 | PV Solar Module String |  | CNHalli_BLOCK_3_SMB2.4 | - | 13.44 | 320W | - | 42 | Modules | Main Inventry | In Operation |  | In Warranty | Trina Solar Co. Ltd. | 2017-09-26 | 2027-09-26 | 120 | TED-A11042-1808-XSC-0109-0 | Trina Solar Co. Ltd. | HSEPL | TSM-320PD14 | [5 empty] | Bescom | HSEPL | Clean Solar Power Tumkur Private Limited | Meera Corporation Kr | 2023-03-15 | 12
CNHalli_Block3 | Modules | CNHalli_Block3_SMB2.4_S2 | PV Solar Module String |  | CNHalli_BLOCK_3_SMB2.4 | - | 13.44 | 320W | - | 42 | Modules | Main Inventry | In Operation |  | In Warranty | Trina Solar Co. Ltd. | 2017-09-26 | 2027-09-26 | 120 | TED-A11042-1808-XSC-0109-0 | Trina Solar Co. Ltd. | HSEPL | TSM-320PD14 | [5 empty] | Bescom | HSEPL | Clean Solar Power Tumkur Private Limited | Meera Corporation Kr | 2023-03-15 | 12
CNHalli_Block3 | Modules | CNHalli_Block3_SMB2.4_S3 | PV Solar Module String |  | CNHalli_BLOCK_3_SMB2.4 | - | 13.44 | 320W | - | 42 | Modules | Main Inventry | In Operation |  | In Warranty | Trina Solar Co. Ltd. | 2017-09-26 | 2027-09-26 | 120 | TED-A11042-1808-XSC-0109-0 | Trina Solar Co. Ltd. | HSEPL | TSM-320PD14 | [5 empty] | Bescom | HSEPL | Clean Solar Power Tumkur Private Limited | Meera Corporation Kr | 2023-03-15 | 12
CNHalli_Block3 | Modules | CNHalli_Block3_SMB2.4_S4 | PV Solar Module String |  | CNHalli_BLOCK_3_SMB2.4 | - | 13.44 | 320W | - | 42 | Modules | Main Inventry | In Operation |  | In Warranty | Trina Solar Co. Ltd. | 2017-09-26 | 2027-09-26 | 120 | TED-A11042-1808-XSC-0109-0 | Trina Solar Co. Ltd. | HSEPL | TSM-320PD14 | [5 empty] | Bescom | HSEPL | Clean Solar Power Tumkur Private Limited | Meera Corporation Kr | 2023-03-15 | 12
CNHalli_Block3 | Modules | CNHalli_Block3_SMB2.4_S5 | PV Solar Module String |  | CNHalli_BLOCK_3_SMB2.4 | - | 13.44 | 320W | - | 42 | Modules | Main Inventry | In Operation |  | In Warranty | Trina Solar Co. Ltd. | 2017-09-26 | 2027-09-26 | 120 | TED-A11042-1808-XSC-0109-0 | Trina Solar Co. Ltd. | HSEPL | TSM-320PD14 | [5 empty] | Bescom | HSEPL | Clean Solar Power Tumkur Private Limited | Meera Corporation Kr | 2023-03-15 | 12
CNHalli_Block3 | Modules | CNHalli_Block3_SMB2.4_S6 | PV Solar Module String |  | CNHalli_BLOCK_3_SMB2.4 | - | 13.44 | 320W | - | 42 | Modules | Main Inventry | In Operation |  | In Warranty | Trina Solar Co. Ltd. | 2017-09-26 | 2027-09-26 | 120 | TED-A11042-1808-XSC-0109-0 | Trina Solar Co. Ltd. | HSEPL | TSM-320PD14 | [5 empty] | Bescom | HSEPL | Clean Solar Power Tumkur Private Limited | Meera Corporation Kr | 2023-03-15 | 12
CNHalli_Block3 | Modules | CNHalli_Block3_SMB2.4_S7 | PV Solar Module String |  | CNHalli_BLOCK_3_SMB2.4 | - | 13.44 | 320W | - | 42 | Modules | Main Inventry | In Operation |  | In Warranty | Trina Solar Co. Ltd. | 2017-09-26 | 2027-09-26 | 120 | TED-A11042-1808-XSC-0109-0 | Trina Solar Co. Ltd. | HSEPL | TSM-320PD14 | [5 empty] | Bescom | HSEPL | Clean Solar Power Tumkur Private Limited | Meera Corporation Kr | 2023-03-15 | 12
CNHalli_Block3 | Modules | CNHalli_Block3_SMB2.4_S8 | PV Solar Module String |  | CNHalli_BLOCK_3_SMB2.4 | - | 13.44 | 320W | - | 42 | Modules | Main Inventry | In Operation |  | In Warranty | Trina Solar Co. Ltd. | 2017-09-26 | 2027-09-26 | 120 | TED-A11042-1808-XSC-0109-0 | Trina Solar Co. Ltd. | HSEPL | TSM-320PD14 | [5 empty] | Bescom | HSEPL | Clean Solar Power Tumkur Private Limited | Meera Corporation Kr | 2023-03-15 | 12
CNHalli_Block3 | Modules | CNHalli_Block3_SMB2.4_S9 | PV Solar Module String |  | CNHalli_BLOCK_3_SMB2.4 | - | 13.44 | 320W | - | 42 | Modules | Main Inventry | In Operation |  | In Warranty | Trina Solar Co. Ltd. | 2017-09-26 | 2027-09-26 | 120 | TED-A11042-1808-XSC-0109-0 | Trina Solar Co. Ltd. | HSEPL | TSM-320PD14 | [5 empty] | Bescom | HSEPL | Clean Solar Power Tumkur Private Limited | Meera Corporation Kr | 2023-03-15 | 12
CNHalli_Block3 | Modules | CNHalli_Block3_SMB2.4_S10 | PV Solar Module String |  | CNHalli_BLOCK_3_SMB2.4 | - | 13.44 | 320W | - | 42 | Modules | Main Inventry | In Operation |  | In Warranty | Trina Solar Co. Ltd. | 2017-09-26 | 2027-09-26 | 120 | TED-A11042-1808-XSC-0109-0 | Trina Solar Co. Ltd. | HSEPL | TSM-320PD14 | [5 empty] | Bescom | HSEPL | Clean Solar Power Tumkur Private Limited | Meera Corporation Kr | 2023-03-15 | 12
CNHalli_Block3 | Modules | CNHalli_Block3_SMB2.4_S11 | PV Solar Module String |  | CNHalli_BLOCK_3_SMB2.4 | - | 13.44 | 320W | - | 42 | Modules | Main Inventry | In Operation |  | In Warranty | Trina Solar Co. Ltd. | 2017-09-26 | 2027-09-26 | 120 | TED-A11042-1808-XSC-0109-0 | Trina Solar Co. Ltd. | HSEPL | TSM-320PD14 | [5 empty] | Bescom | HSEPL | Clean Solar Power Tumkur Private Limited | Meera Corporation Kr | 2023-03-15 | 12
CNHalli_Block3 | Modules | CNHalli_Block3_SMB2.4_S12 | PV Solar Module String |  | CNHalli_BLOCK_3_SMB2.4 | - | 13.44 | 320W | - | 42 | Modules | Main Inventry | In Operation |  | In Warranty | Trina Solar Co. Ltd. | 2017-09-26 | 2027-09-26 | 120 | TED-A11042-1808-XSC-0109-0 | Trina Solar Co. Ltd. | HSEPL | TSM-320PD14 | [5 empty] | Bescom | HSEPL | Clean Solar Power Tumkur Private Limited | Meera Corporation Kr | 2023-03-15 | 12
CNHalli_Block3 | Modules | CNHalli_Block3_SMB2.5_S1 | PV Solar Module String |  | CNHalli_BLOCK_3_SMB2.5 | - | 13.44 | 320W | - | 42 | Modules | Main Inventry | In Operation |  | In Warranty | Trina Solar Co. Ltd. | 2017-09-26 | 2027-09-26 | 120 | TED-A11042-1808-XSC-0109-0 | Trina Solar Co. Ltd. | HSEPL | TSM-320PD14 | [5 empty] | Bescom | HSEPL | Clean Solar Power Tumkur Private Limited | Meera Corporation Kr | 2023-03-15 | 12
CNHalli_Block3 | Modules | CNHalli_Block3_SMB2.5_S2 | PV Solar Module String |  | CNHalli_BLOCK_3_SMB2.5 | - | 13.44 | 320W | - | 42 | Modules | Main Inventry | In Operation |  | In Warranty | Trina Solar Co. Ltd. | 2017-09-26 | 2027-09-26 | 120 | TED-A11042-1808-XSC-0109-0 | Trina Solar Co. Ltd. | HSEPL | TSM-320PD14 | [5 empty] | Bescom | HSEPL | Clean Solar Power Tumkur Private Limited | Meera Corporation Kr | 2023-03-15 | 12
CNHalli_Block3 | Modules | CNHalli_Block3_SMB2.5_S3 | PV Solar Module String |  | CNHalli_BLOCK_3_SMB2.5 | - | 13.44 | 320W | - | 42 | Modules | Main Inventry | In Operation |  | In Warranty | Trina Solar Co. Ltd. | 2017-09-26 | 2027-09-26 | 120 | TED-A11042-1808-XSC-0109-0 | Trina Solar Co. Ltd. | HSEPL | TSM-320PD14 | [5 empty] | Bescom | HSEPL | Clean Solar Power Tumkur Private Limited | Meera Corporation Kr | 2023-03-15 | 12
CNHalli_Block3 | Modules | CNHalli_Block3_SMB2.5_S4 | PV Solar Module String |  | CNHalli_BLOCK_3_SMB2.5 | - | 13.44 | 320W | - | 42 | Modules | Main Inventry | In Operation |  | In Warranty | Trina Solar Co. Ltd. | 2017-09-26 | 2027-09-26 | 120 | TED-A11042-1808-XSC-0109-0 | Trina Solar Co. Ltd. | HSEPL | TSM-320PD14 | [5 empty] | Bescom | HSEPL | Clean Solar Power Tumkur Private Limited | Meera Corporation Kr | 2023-03-15 | 12
CNHalli_Block3 | Modules | CNHalli_Block3_SMB2.5_S5 | PV Solar Module String |  | CNHalli_BLOCK_3_SMB2.5 | - | 13.44 | 320W | - | 42 | Modules | Main Inventry | In Operation |  | In Warranty | Trina Solar Co. Ltd. | 2017-09-26 | 2027-09-26 | 120 | TED-A11042-1808-XSC-0109-0 | Trina Solar Co. Ltd. | HSEPL | TSM-320PD14 | [5 empty] | Bescom | HSEPL | Clean Solar Power Tumkur Private Limited | Meera Corporation Kr | 2023-03-15 | 12
CNHalli_Block3 | Modules | CNHalli_Block3_SMB2.5_S6 | PV Solar Module String |  | CNHalli_BLOCK_3_SMB2.5 | - | 13.44 | 320W | - | 42 | Modules | Main Inventry | In Operation |  | In Warranty | Trina Solar Co. Ltd. | 2017-09-26 | 2027-09-26 | 120 | TED-A11042-1808-XSC-0109-0 | Trina Solar Co. Ltd. | HSEPL | TSM-320PD14 | [5 empty] | Bescom | HSEPL | Clean Solar Power Tumkur Private Limited | Meera Corporation Kr | 2023-03-15 | 12
CNHalli_Block3 | Modules | CNHalli_Block3_SMB2.5_S7 | PV Solar Module String |  | CNHalli_BLOCK_3_SMB2.5 | - | 13.44 | 320W | - | 42 | Modules | Main Inventry | In Operation |  | In Warranty | Trina Solar Co. Ltd. | 2017-09-26 | 2027-09-26 | 120 | TED-A11042-1808-XSC-0109-0 | Trina Solar Co. Ltd. | HSEPL | TSM-320PD14 | [5 empty] | Bescom | HSEPL | Clean Solar Power Tumkur Private Limited | Meera Corporation Kr | 2023-03-15 | 12
CNHalli_Block3 | Modules | CNHalli_Block3_SMB2.5_S8 | PV Solar Module String |  | CNHalli_BLOCK_3_SMB2.5 | - | 13.44 | 320W | - | 42 | Modules | Main Inventry | In Operation |  | In Warranty | Trina Solar Co. Ltd. | 2017-09-26 | 2027-09-26 | 120 | TED-A11042-1808-XSC-0109-0 | Trina Solar Co. Ltd. | HSEPL | TSM-320PD14 | [5 empty] | Bescom | HSEPL | Clean Solar Power Tumkur Private Limited | Meera Corporation Kr | 2023-03-15 | 12
CNHalli_Block3 | Modules | CNHalli_Block3_SMB2.5_S9 | PV Solar Module String |  | CNHalli_BLOCK_3_SMB2.5 | - | 13.44 | 320W | - | 42 | Modules | Main Inventry | In Operation |  | In Warranty | Trina Solar Co. Ltd. | 2017-09-26 | 2027-09-26 | 120 | TED-A11042-1808-XSC-0109-0 | Trina Solar Co. Ltd. | HSEPL | TSM-320PD14 | [5 empty] | Bescom | HSEPL | Clean Solar Power Tumkur Private Limited | Meera Corporation Kr | 2023-03-15 | 12
CNHalli_Block3 | Modules | CNHalli_Block3_SMB2.5_S10 | PV Solar Module String |  | CNHalli_BLOCK_3_SMB2.5 | - | 13.44 | 320W | - | 42 | Modules | Main Inventry | In Operation |  | In Warranty | Trina Solar Co. Ltd. | 2017-09-26 | 2027-09-26 | 120 | TED-A11042-1808-XSC-0109-0 | Trina Solar Co. Ltd. | HSEPL | TSM-320PD14 | [5 empty] | Bescom | HSEPL | Clean Solar Power Tumkur Private Limited | Meera Corporation Kr | 2023-03-15 | 12
CNHalli_Block3 | Modules | CNHalli_Block3_SMB2.5_S11 | PV Solar Module String |  | CNHalli_BLOCK_3_SMB2.5 | - | 13.44 | 320W | - | 42 | Modules | Main Inventry | In Operation |  | In Warranty | Trina Solar Co. Ltd. | 2017-09-26 | 2027-09-26 | 120 | TED-A11042-1808-XSC-0109-0 | Trina Solar Co. Ltd. | HSEPL | TSM-320PD14 | [5 empty] | Bescom | HSEPL | Clean Solar Power Tumkur Private Limited | Meera Corporation Kr | 2023-03-15 | 12
CNHalli_Block3 | Modules | CNHalli_Block3_SMB2.5_S12 | PV Solar Module String |  | CNHalli_BLOCK_3_SMB2.5 | - | 13.44 | 320W | - | 42 | Modules | Main Inventry | In Operation |  | In Warranty | Trina Solar Co. Ltd. | 2017-09-26 | 2027-09-26 | 120 | TED-A11042-1808-XSC-0109-0 | Trina Solar Co. Ltd. | HSEPL | TSM-320PD14 | [5 empty] | Bescom | HSEPL | Clean Solar Power Tumkur Private Limited | Meera Corporation Kr | 2023-03-15 | 12
CNHalli_Block3 | Modules | CNHalli_Block3_SMB2.6_S1 | PV Solar Module String |  | CNHalli_BLOCK_3_SMB2.6 | - | 13.44 | 320W | - | 42 | Modules | Main Inventry | In Operation |  | In Warranty | Trina Solar Co. Ltd. | 2017-09-26 | 2027-09-26 | 120 | TED-A11042-1808-XSC-0109-0 | Trina Solar Co. Ltd. | HSEPL | TSM-320PD14 | [5 empty] | Bescom | HSEPL | Clean Solar Power Tumkur Private Limited | Meera Corporation Kr | 2023-03-15 | 12
CNHalli_Block3 | Modules | CNHalli_Block3_SMB2.6_S2 | PV Solar Module String |  | CNHalli_BLOCK_3_SMB2.6 | - | 13.44 | 320W | - | 42 | Modules | Main Inventry | In Operation |  | In Warranty | Trina Solar Co. Ltd. | 2017-09-26 | 2027-09-26 | 120 | TED-A11042-1808-XSC-0109-0 | Trina Solar Co. Ltd. | HSEPL | TSM-320PD14 | [5 empty] | Bescom | HSEPL | Clean Solar Power Tumkur Private Limited | Meera Corporation Kr | 2023-03-15 | 12
CNHalli_Block3 | Modules | CNHalli_Block3_SMB2.6_S3 | PV Solar Module String |  | CNHalli_BLOCK_3_SMB2.6 | - | 13.44 | 320W | - | 42 | Modules | Main Inventry | In Operation |  | In Warranty | Trina Solar Co. Ltd. | 2017-09-26 | 2027-09-26 | 120 | TED-A11042-1808-XSC-0109-0 | Trina Solar Co. Ltd. | HSEPL | TSM-320PD14 | [5 empty] | Bescom | HSEPL | Clean Solar Power Tumkur Private Limited | Meera Corporation Kr | 2023-03-15 | 12
CNHalli_Block3 | Modules | CNHalli_Block3_SMB2.6_S4 | PV Solar Module String |  | CNHalli_BLOCK_3_SMB2.6 | - | 13.44 | 320W | - | 42 | Modules | Main Inventry | In Operation |  | In Warranty | Trina Solar Co. Ltd. | 2017-09-26 | 2027-09-26 | 120 | TED-A11042-1808-XSC-0109-0 | Trina Solar Co. Ltd. | HSEPL | TSM-320PD14 | [5 empty] | Bescom | HSEPL | Clean Solar Power Tumkur Private Limited | Meera Corporation Kr | 2023-03-15 | 12
CNHalli_Block3 | Modules | CNHalli_Block3_SMB2.6_S5 | PV Solar Module String |  | CNHalli_BLOCK_3_SMB2.6 | - | 13.44 | 320W | - | 42 | Modules | Main Inventry | In Operation |  | In Warranty | Trina Solar Co. Ltd. | 2017-09-26 | 2027-09-26 | 120 | TED-A11042-1808-XSC-0109-0 | Trina Solar Co. Ltd. | HSEPL | TSM-320PD14 | [5 empty] | Bescom | HSEPL | Clean Solar Power Tumkur Private Limited | Meera Corporation Kr | 2023-03-15 | 12
CNHalli_Block3 | Modules | CNHalli_Block3_SMB2.6_S6 | PV Solar Module String |  | CNHalli_BLOCK_3_SMB2.6 | - | 13.44 | 320W | - | 42 | Modules | Main Inventry | In Operation |  | In Warranty | Trina Solar Co. Ltd. | 2017-09-26 | 2027-09-26 | 120 | TED-A11042-1808-XSC-0109-0 | Trina Solar Co. Ltd. | HSEPL | TSM-320PD14 | [5 empty] | Bescom | HSEPL | Clean Solar Power Tumkur Private Limited | Meera Corporation Kr | 2023-03-15 | 12
CNHalli_Block3 | Modules | CNHalli_Block3_SMB2.6_S7 | PV Solar Module String |  | CNHalli_BLOCK_3_SMB2.6 | - | 13.44 | 320W | - | 42 | Modules | Main Inventry | In Operation |  | In Warranty | Trina Solar Co. Ltd. | 2017-09-26 | 2027-09-26 | 120 | TED-A11042-1808-XSC-0109-0 | Trina Solar Co. Ltd. | HSEPL | TSM-320PD14 | [5 empty] | Bescom | HSEPL | Clean Solar Power Tumkur Private Limited | Meera Corporation Kr | 2023-03-15 | 12
CNHalli_Block3 | Modules | CNHalli_Block3_SMB2.6_S8 | PV Solar Module String |  | CNHalli_BLOCK_3_SMB2.6 | - | 13.44 | 320W | - | 42 | Modules | Main Inventry | In Operation |  | In Warranty | Trina Solar Co. Ltd. | 2017-09-26 | 2027-09-26 | 120 | TED-A11042-1808-XSC-0109-0 | Trina Solar Co. Ltd. | HSEPL | TSM-320PD14 | [5 empty] | Bescom | HSEPL | Clean Solar Power Tumkur Private Limited | Meera Corporation Kr | 2023-03-15 | 12
CNHalli_Block3 | Modules | CNHalli_Block3_SMB2.6_S9 | PV Solar Module String |  | CNHalli_BLOCK_3_SMB2.6 | - | 13.44 | 320W | - | 42 | Modules | Main Inventry | In Operation |  | In Warranty | Trina Solar Co. Ltd. | 2017-09-26 | 2027-09-26 | 120 | TED-A11042-1808-XSC-0109-0 | Trina Solar Co. Ltd. | HSEPL | TSM-320PD14 | [5 empty] | Bescom | HSEPL | Clean Solar Power Tumkur Private Limited | Meera Corporation Kr | 2023-03-15 | 12
CNHalli_Block3 | Modules | CNHalli_Block3_SMB2.6_S10 | PV Solar Module String |  | CNHalli_BLOCK_3_SMB2.6 | - | 13.44 | 320W | - | 42 | Modules | Main Inventry | In Operation |  | In Warranty | Trina Solar Co. Ltd. | 2017-09-26 | 2027-09-26 | 120 | TED-A11042-1808-XSC-0109-0 | Trina Solar Co. Ltd. | HSEPL | TSM-320PD14 | [5 empty] | Bescom | HSEPL | Clean Solar Power Tumkur Private Limited | Meera Corporation Kr | 2023-03-15 | 12
CNHalli_Block3 | Modules | CNHalli_Block3_SMB2.6_S11 | PV Solar Module String |  | CNHalli_BLOCK_3_SMB2.6 | - | 13.44 | 320W | - | 42 | Modules | Main Inventry | In Operation |  | In Warranty | Trina Solar Co. Ltd. | 2017-09-26 | 2027-09-26 | 120 | TED-A11042-1808-XSC-0109-0 | Trina Solar Co. Ltd. | HSEPL | TSM-320PD14 | [5 empty] | Bescom | HSEPL | Clean Solar Power Tumkur Private Limited | Meera Corporation Kr | 2023-03-15 | 12
CNHalli_Block3 | Modules | CNHalli_Block3_SMB2.6_S12 | PV Solar Module String |  | CNHalli_BLOCK_3_SMB2.6 | - | 13.44 | 320W | - | 42 | Modules | Main Inventry | In Operation |  | In Warranty | Trina Solar Co. Ltd. | 2017-09-26 | 2027-09-26 | 120 | TED-A11042-1808-XSC-0109-0 | Trina Solar Co. Ltd. | HSEPL | TSM-320PD14 | [5 empty] | Bescom | HSEPL | Clean Solar Power Tumkur Private Limited | Meera Corporation Kr | 2023-03-15 | 12
CNHalli_Block3 | Modules | CNHalli_Block3_SMB2.7_S1 | PV Solar Module String |  | CNHalli_BLOCK_3_SMB2.7 | - | 13.44 | 320W | - | 42 | Modules | Main Inventry | In Operation |  | In Warranty | Trina Solar Co. Ltd. | 2017-09-26 | 2027-09-26 | 120 | TED-A11042-1808-XSC-0109-0 | Trina Solar Co. Ltd. | HSEPL | TSM-320PD14 | [5 empty] | Bescom | HSEPL | Clean Solar Power Tumkur Private Limited | Meera Corporation Kr | 2023-03-15 | 12
CNHalli_Block3 | Modules | CNHalli_Block3_SMB2.7_S2 | PV Solar Module String |  | CNHalli_BLOCK_3_SMB2.7 | - | 13.44 | 320W | - | 42 | Modules | Main Inventry | In Operation |  | In Warranty | Trina Solar Co. Ltd. | 2017-09-26 | 2027-09-26 | 120 | TED-A11042-1808-XSC-0109-0 | Trina Solar Co. Ltd. | HSEPL | TSM-320PD14 | [5 empty] | Bescom | HSEPL | Clean Solar Power Tumkur Private Limited | Meera Corporation Kr | 2023-03-15 | 12
CNHalli_Block3 | Modules | CNHalli_Block3_SMB2.7_S3 | PV Solar Module String |  | CNHalli_BLOCK_3_SMB2.7 | - | 13.44 | 320W | - | 42 | Modules | Main Inventry | In Operation |  | In Warranty | Trina Solar Co. Ltd. | 2017-09-26 | 2027-09-26 | 120 | TED-A11042-1808-XSC-0109-0 | Trina Solar Co. Ltd. | HSEPL | TSM-320PD14 | [5 empty] | Bescom | HSEPL | Clean Solar Power Tumkur Private Limited | Meera Corporation Kr | 2023-03-15 | 12
CNHalli_Block3 | Modules | CNHalli_Block3_SMB2.7_S4 | PV Solar Module String |  | CNHalli_BLOCK_3_SMB2.7 | - | 13.44 | 320W | - | 42 | Modules | Main Inventry | In Operation |  | In Warranty | Trina Solar Co. Ltd. | 2017-09-26 | 2027-09-26 | 120 | TED-A11042-1808-XSC-0109-0 | Trina Solar Co. Ltd. | HSEPL | TSM-320PD14 | [5 empty] | Bescom | HSEPL | Clean Solar Power Tumkur Private Limited | Meera Corporation Kr | 2023-03-15 | 12
CNHalli_Block3 | Modules | CNHalli_Block3_SMB2.7_S5 | PV Solar Module String |  | CNHalli_BLOCK_3_SMB2.7 | - | 13.44 | 320W | - | 42 | Modules | Main Inventry | In Operation |  | In Warranty | Trina Solar Co. Ltd. | 2017-09-26 | 2027-09-26 | 120 | TED-A11042-1808-XSC-0109-0 | Trina Solar Co. Ltd. | HSEPL | TSM-320PD14 | [5 empty] | Bescom | HSEPL | Clean Solar Power Tumkur Private Limited | Meera Corporation Kr | 2023-03-15 | 12
CNHalli_Block3 | Modules | CNHalli_Block3_SMB2.7_S6 | PV Solar Module String |  | CNHalli_BLOCK_3_SMB2.7 | - | 13.44 | 320W | - | 42 | Modules | Main Inventry | In Operation |  | In Warranty | Trina Solar Co. Ltd. | 2017-09-26 | 2027-09-26 | 120 | TED-A11042-1808-XSC-0109-0 | Trina Solar Co. Ltd. | HSEPL | TSM-320PD14 | [5 empty] | Bescom | HSEPL | Clean Solar Power Tumkur Private Limited | Meera Corporation Kr | 2023-03-15 | 12
CNHalli_Block3 | Modules | CNHalli_Block3_SMB2.7_S7 | PV Solar Module String |  | CNHalli_BLOCK_3_SMB2.7 | - | 13.44 | 320W | - | 42 | Modules | Main Inventry | In Operation |  | In Warranty | Trina Solar Co. Ltd. | 2017-09-26 | 2027-09-26 | 120 | TED-A11042-1808-XSC-0109-0 | Trina Solar Co. Ltd. | HSEPL | TSM-320PD14 | [5 empty] | Bescom | HSEPL | Clean Solar Power Tumkur Private Limited | Meera Corporation Kr | 2023-03-15 | 12
CNHalli_Block3 | Modules | CNHalli_Block3_SMB2.7_S8 | PV Solar Module String |  | CNHalli_BLOCK_3_SMB2.7 | - | 13.44 | 320W | - | 42 | Modules | Main Inventry | In Operation |  | In Warranty | Trina Solar Co. Ltd. | 2017-09-26 | 2027-09-26 | 120 | TED-A11042-1808-XSC-0109-0 | Trina Solar Co. Ltd. | HSEPL | TSM-320PD14 | [5 empty] | Bescom | HSEPL | Clean Solar Power Tumkur Private Limited | Meera Corporation Kr | 2023-03-15 | 12
CNHalli_Block3 | Modules | CNHalli_Block3_SMB2.7_S9 | PV Solar Module String |  | CNHalli_BLOCK_3_SMB2.7 | - | 13.44 | 320W | - | 42 | Modules | Main Inventry | In Operation |  | In Warranty | Trina Solar Co. Ltd. | 2017-09-26 | 2027-09-26 | 120 | TED-A11042-1808-XSC-0109-0 | Trina Solar Co. Ltd. | HSEPL | TSM-320PD14 | [5 empty] | Bescom | HSEPL | Clean Solar Power Tumkur Private Limited | Meera Corporation Kr | 2023-03-15 | 12
CNHalli_Block3 | Modules | CNHalli_Block3_SMB3.1_S1 | PV Solar Module String |  | CNHalli_BLOCK_3_SMB3.1 | - | 13.44 | 320W | - | 42 | Modules | Main Inventry | In Operation |  | In Warranty | Trina Solar Co. Ltd. | 2017-09-26 | 2027-09-26 | 120 | TED-A11042-1808-XSC-0109-0 | Trina Solar Co. Ltd. | HSEPL | TSM-320PD14 | [5 empty] | Bescom | HSEPL | Clean Solar Power Tumkur Private Limited | Meera Corporation Kr | 2023-03-15 | 12
CNHalli_Block3 | Modules | CNHalli_Block3_SMB3.1_S2 | PV Solar Module String |  | CNHalli_BLOCK_3_SMB3.1 | - | 13.44 | 320W | - | 42 | Modules | Main Inventry | In Operation |  | In Warranty | Trina Solar Co. Ltd. | 2017-09-26 | 2027-09-26 | 120 | TED-A11042-1808-XSC-0109-0 | Trina Solar Co. Ltd. | HSEPL | TSM-320PD14 | [5 empty] | Bescom | HSEPL | Clean Solar Power Tumkur Private Limited | Meera Corporation Kr | 2023-03-15 | 12
CNHalli_Block3 | Modules | CNHalli_Block3_SMB3.1_S3 | PV Solar Module String |  | CNHalli_BLOCK_3_SMB3.1 | - | 13.44 | 320W | - | 42 | Modules | Main Inventry | In Operation |  | In Warranty | Trina Solar Co. Ltd. | 2017-09-26 | 2027-09-26 | 120 | TED-A11042-1808-XSC-0109-0 | Trina Solar Co. Ltd. | HSEPL | TSM-320PD14 | [5 empty] | Bescom | HSEPL | Clean Solar Power Tumkur Private Limited | Meera Corporation Kr | 2023-03-15 | 12
CNHalli_Block3 | Modules | CNHalli_Block3_SMB3.1_S4 | PV Solar Module String |  | CNHalli_BLOCK_3_SMB3.1 | - | 13.44 | 320W | - | 42 | Modules | Main Inventry | In Operation |  | In Warranty | Trina Solar Co. Ltd. | 2017-09-26 | 2027-09-26 | 120 | TED-A11042-1808-XSC-0109-0 | Trina Solar Co. Ltd. | HSEPL | TSM-320PD14 | [5 empty] | Bescom | HSEPL | Clean Solar Power Tumkur Private Limited | Meera Corporation Kr | 2023-03-15 | 12
CNHalli_Block3 | Modules | CNHalli_Block3_SMB3.1_S5 | PV Solar Module String |  | CNHalli_BLOCK_3_SMB3.1 | - | 13.44 | 320W | - | 42 | Modules | Main Inventry | In Operation |  | In Warranty | Trina Solar Co. Ltd. | 2017-09-26 | 2027-09-26 | 120 | TED-A11042-1808-XSC-0109-0 | Trina Solar Co. Ltd. | HSEPL | TSM-320PD14 | [5 empty] | Bescom | HSEPL | Clean Solar Power Tumkur Private Limited | Meera Corporation Kr | 2023-03-15 | 12
CNHalli_Block3 | Modules | CNHalli_Block3_SMB3.1_S6 | PV Solar Module String |  | CNHalli_BLOCK_3_SMB3.1 | - | 13.44 | 320W | - | 42 | Modules | Main Inventry | In Operation |  | In Warranty | Trina Solar Co. Ltd. | 2017-09-26 | 2027-09-26 | 120 | TED-A11042-1808-XSC-0109-0 | Trina Solar Co. Ltd. | HSEPL | TSM-320PD14 | [5 empty] | Bescom | HSEPL | Clean Solar Power Tumkur Private Limited | Meera Corporation Kr | 2023-03-15 | 12
CNHalli_Block3 | Modules | CNHalli_Block3_SMB3.1_S7 | PV Solar Module String |  | CNHalli_BLOCK_3_SMB3.1 | - | 13.44 | 320W | - | 42 | Modules | Main Inventry | In Operation |  | In Warranty | Trina Solar Co. Ltd. | 2017-09-26 | 2027-09-26 | 120 | TED-A11042-1808-XSC-0109-0 | Trina Solar Co. Ltd. | HSEPL | TSM-320PD14 | [5 empty] | Bescom | HSEPL | Clean Solar Power Tumkur Private Limited | Meera Corporation Kr | 2023-03-15 | 12
CNHalli_Block3 | Modules | CNHalli_Block3_SMB3.1_S8 | PV Solar Module String |  | CNHalli_BLOCK_3_SMB3.1 | - | 13.44 | 320W | - | 42 | Modules | Main Inventry | In Operation |  | In Warranty | Trina Solar Co. Ltd. | 2017-09-26 | 2027-09-26 | 120 | TED-A11042-1808-XSC-0109-0 | Trina Solar Co. Ltd. | HSEPL | TSM-320PD14 | [5 empty] | Bescom | HSEPL | Clean Solar Power Tumkur Private Limited | Meera Corporation Kr | 2023-03-15 | 12
CNHalli_Block3 | Modules | CNHalli_Block3_SMB3.1_S9 | PV Solar Module String |  | CNHalli_BLOCK_3_SMB3.1 | - | 13.44 | 320W | - | 42 | Modules | Main Inventry | In Operation |  | In Warranty | Trina Solar Co. Ltd. | 2017-09-26 | 2027-09-26 | 120 | TED-A11042-1808-XSC-0109-0 | Trina Solar Co. Ltd. | HSEPL | TSM-320PD14 | [5 empty] | Bescom | HSEPL | Clean Solar Power Tumkur Private Limited | Meera Corporation Kr | 2023-03-15 | 12
CNHalli_Block3 | Modules | CNHalli_Block3_SMB3.1_S10 | PV Solar Module String |  | CNHalli_BLOCK_3_SMB3.1 | - | 13.44 | 320W | - | 42 | Modules | Main Inventry | In Operation |  | In Warranty | Trina Solar Co. Ltd. | 2017-09-26 | 2027-09-26 | 120 | TED-A11042-1808-XSC-0109-0 | Trina Solar Co. Ltd. | HSEPL | TSM-320PD14 | [5 empty] | Bescom | HSEPL | Clean Solar Power Tumkur Private Limited | Meera Corporation Kr | 2023-03-15 | 12
CNHalli_Block3 | Modules | CNHalli_Block3_SMB3.1_S11 | PV Solar Module String |  | CNHalli_BLOCK_3_SMB3.1 | - | 13.44 | 320W | - | 42 | Modules | Main Inventry | In Operation |  | In Warranty | Trina Solar Co. Ltd. | 2017-09-26 | 2027-09-26 | 120 | TED-A11042-1808-XSC-0109-0 | Trina Solar Co. Ltd. | HSEPL | TSM-320PD14 | [5 empty] | Bescom | HSEPL | Clean Solar Power Tumkur Private Limited | Meera Corporation Kr | 2023-03-15 | 12
CNHalli_Block3 | Modules | CNHalli_Block3_SMB3.1_S12 | PV Solar Module String |  | CNHalli_BLOCK_3_SMB3.1 | - | 13.44 | 320W | - | 42 | Modules | Main Inventry | In Operation |  | In Warranty | Trina Solar Co. Ltd. | 2017-09-26 | 2027-09-26 | 120 | TED-A11042-1808-XSC-0109-0 | Trina Solar Co. Ltd. | HSEPL | TSM-320PD14 | [5 empty] | Bescom | HSEPL | Clean Solar Power Tumkur Private Limited | Meera Corporation Kr | 2023-03-15 | 12
CNHalli_Block3 | Modules | CNHalli_Block3_SMB3.2_S1 | PV Solar Module String |  | CNHalli_BLOCK_3_SMB3.2 | - | 13.44 | 320W | - | 42 | Modules | Main Inventry | In Operation |  | In Warranty | Trina Solar Co. Ltd. | 2017-09-26 | 2027-09-26 | 120 | TED-A11042-1808-XSC-0109-0 | Trina Solar Co. Ltd. | HSEPL | TSM-320PD14 | [5 empty] | Bescom | HSEPL | Clean Solar Power Tumkur Private Limited | Meera Corporation Kr | 2023-03-15 | 12
CNHalli_Block3 | Modules | CNHalli_Block3_SMB3.2_S2 | PV Solar Module String |  | CNHalli_BLOCK_3_SMB3.2 | - | 13.44 | 320W | - | 42 | Modules | Main Inventry | In Operation |  | In Warranty | Trina Solar Co. Ltd. | 2017-09-26 | 2027-09-26 | 120 | TED-A11042-1808-XSC-0109-0 | Trina Solar Co. Ltd. | HSEPL | TSM-320PD14 | [5 empty] | Bescom | HSEPL | Clean Solar Power Tumkur Private Limited | Meera Corporation Kr | 2023-03-15 | 12
CNHalli_Block3 | Modules | CNHalli_Block3_SMB3.2_S3 | PV Solar Module String |  | CNHalli_BLOCK_3_SMB3.2 | - | 13.44 | 320W | - | 42 | Modules | Main Inventry | In Operation |  | In Warranty | Trina Solar Co. Ltd. | 2017-09-26 | 2027-09-26 | 120 | TED-A11042-1808-XSC-0109-0 | Trina Solar Co. Ltd. | HSEPL | TSM-320PD14 | [5 empty] | Bescom | HSEPL | Clean Solar Power Tumkur Private Limited | Meera Corporation Kr | 2023-03-15 | 12
CNHalli_Block3 | Modules | CNHalli_Block3_SMB3.2_S4 | PV Solar Module String |  | CNHalli_BLOCK_3_SMB3.2 | - | 13.44 | 320W | - | 42 | Modules | Main Inventry | In Operation |  | In Warranty | Trina Solar Co. Ltd. | 2017-09-26 | 2027-09-26 | 120 | TED-A11042-1808-XSC-0109-0 | Trina Solar Co. Ltd. | HSEPL | TSM-320PD14 | [5 empty] | Bescom | HSEPL | Clean Solar Power Tumkur Private Limited | Meera Corporation Kr | 2023-03-15 | 12
CNHalli_Block3 | Modules | CNHalli_Block3_SMB3.2_S5 | PV Solar Module String |  | CNHalli_BLOCK_3_SMB3.2 | - | 13.44 | 320W | - | 42 | Modules | Main Inventry | In Operation |  | In Warranty | Trina Solar Co. Ltd. | 2017-09-26 | 2027-09-26 | 120 | TED-A11042-1808-XSC-0109-0 | Trina Solar Co. Ltd. | HSEPL | TSM-320PD14 | [5 empty] | Bescom | HSEPL | Clean Solar Power Tumkur Private Limited | Meera Corporation Kr | 2023-03-15 | 12
CNHalli_Block3 | Modules | CNHalli_Block3_SMB3.2_S6 | PV Solar Module String |  | CNHalli_BLOCK_3_SMB3.2 | - | 13.44 | 320W | - | 42 | Modules | Main Inventry | In Operation |  | In Warranty | Trina Solar Co. Ltd. | 2017-09-26 | 2027-09-26 | 120 | TED-A11042-1808-XSC-0109-0 | Trina Solar Co. Ltd. | HSEPL | TSM-320PD14 | [5 empty] | Bescom | HSEPL | Clean Solar Power Tumkur Private Limited | Meera Corporation Kr | 2023-03-15 | 12
CNHalli_Block3 | Modules | CNHalli_Block3_SMB3.2_S7 | PV Solar Module String |  | CNHalli_BLOCK_3_SMB3.2 | - | 13.44 | 320W | - | 42 | Modules | Main Inventry | In Operation |  | In Warranty | Trina Solar Co. Ltd. | 2017-09-26 | 2027-09-26 | 120 | TED-A11042-1808-XSC-0109-0 | Trina Solar Co. Ltd. | HSEPL | TSM-320PD14 | [5 empty] | Bescom | HSEPL | Clean Solar Power Tumkur Private Limited | Meera Corporation Kr | 2023-03-15 | 12
CNHalli_Block3 | Modules | CNHalli_Block3_SMB3.2_S8 | PV Solar Module String |  | CNHalli_BLOCK_3_SMB3.2 | - | 13.44 | 320W | - | 42 | Modules | Main Inventry | In Operation |  | In Warranty | Trina Solar Co. Ltd. | 2017-09-26 | 2027-09-26 | 120 | TED-A11042-1808-XSC-0109-0 | Trina Solar Co. Ltd. | HSEPL | TSM-320PD14 | [5 empty] | Bescom | HSEPL | Clean Solar Power Tumkur Private Limited | Meera Corporation Kr | 2023-03-15 | 12
CNHalli_Block3 | Modules | CNHalli_Block3_SMB3.2_S9 | PV Solar Module String |  | CNHalli_BLOCK_3_SMB3.2 | - | 13.44 | 320W | - | 42 | Modules | Main Inventry | In Operation |  | In Warranty | Trina Solar Co. Ltd. | 2017-09-26 | 2027-09-26 | 120 | TED-A11042-1808-XSC-0109-0 | Trina Solar Co. Ltd. | HSEPL | TSM-320PD14 | [5 empty] | Bescom | HSEPL | Clean Solar Power Tumkur Private Limited | Meera Corporation Kr | 2023-03-15 | 12
CNHalli_Block3 | Modules | CNHalli_Block3_SMB3.2_S10 | PV Solar Module String |  | CNHalli_BLOCK_3_SMB3.2 | - | 13.44 | 320W | - | 42 | Modules | Main Inventry | In Operation |  | In Warranty | Trina Solar Co. Ltd. | 2017-09-26 | 2027-09-26 | 120 | TED-A11042-1808-XSC-0109-0 | Trina Solar Co. Ltd. | HSEPL | TSM-320PD14 | [5 empty] | Bescom | HSEPL | Clean Solar Power Tumkur Private Limited | Meera Corporation Kr | 2023-03-15 | 12
CNHalli_Block3 | Modules | CNHalli_Block3_SMB3.2_S11 | PV Solar Module String |  | CNHalli_BLOCK_3_SMB3.2 | - | 13.44 | 320W | - | 42 | Modules | Main Inventry | In Operation |  | In Warranty | Trina Solar Co. Ltd. | 2017-09-26 | 2027-09-26 | 120 | TED-A11042-1808-XSC-0109-0 | Trina Solar Co. Ltd. | HSEPL | TSM-320PD14 | [5 empty] | Bescom | HSEPL | Clean Solar Power Tumkur Private Limited | Meera Corporation Kr | 2023-03-15 | 12
CNHalli_Block3 | Modules | CNHalli_Block3_SMB3.2_S12 | PV Solar Module String |  | CNHalli_BLOCK_3_SMB3.2 | - | 13.44 | 320W | - | 42 | Modules | Main Inventry | In Operation |  | In Warranty | Trina Solar Co. Ltd. | 2017-09-26 | 2027-09-26 | 120 | TED-A11042-1808-XSC-0109-0 | Trina Solar Co. Ltd. | HSEPL | TSM-320PD14 | [5 empty] | Bescom | HSEPL | Clean Solar Power Tumkur Private Limited | Meera Corporation Kr | 2023-03-15 | 12
CNHalli_Block3 | Modules | CNHalli_Block3_SMB3.3_S1 | PV Solar Module String |  | CNHalli_BLOCK_3_SMB3.3 | - | 13.44 | 320W | - | 42 | Modules | Main Inventry | In Operation |  | In Warranty | Trina Solar Co. Ltd. | 2017-09-26 | 2027-09-26 | 120 | TED-A11042-1808-XSC-0109-0 | Trina Solar Co. Ltd. | HSEPL | TSM-320PD14 | [5 empty] | Bescom | HSEPL | Clean Solar Power Tumkur Private Limited | Meera Corporation Kr | 2023-03-15 | 12
CNHalli_Block3 | Modules | CNHalli_Block3_SMB3.3_S2 | PV Solar Module String |  | CNHalli_BLOCK_3_SMB3.3 | - | 13.44 | 320W | - | 42 | Modules | Main Inventry | In Operation |  | In Warranty | Trina Solar Co. Ltd. | 2017-09-26 | 2027-09-26 | 120 | TED-A11042-1808-XSC-0109-0 | Trina Solar Co. Ltd. | HSEPL | TSM-320PD14 | [5 empty] | Bescom | HSEPL | Clean Solar Power Tumkur Private Limited | Meera Corporation Kr | 2023-03-15 | 12
CNHalli_Block3 | Modules | CNHalli_Block3_SMB3.3_S3 | PV Solar Module String |  | CNHalli_BLOCK_3_SMB3.3 | - | 13.44 | 320W | - | 42 | Modules | Main Inventry | In Operation |  | In Warranty | Trina Solar Co. Ltd. | 2017-09-26 | 2027-09-26 | 120 | TED-A11042-1808-XSC-0109-0 | Trina Solar Co. Ltd. | HSEPL | TSM-320PD14 | [5 empty] | Bescom | HSEPL | Clean Solar Power Tumkur Private Limited | Meera Corporation Kr | 2023-03-15 | 12
CNHalli_Block3 | Modules | CNHalli_Block3_SMB3.3_S4 | PV Solar Module String |  | CNHalli_BLOCK_3_SMB3.3 | - | 13.44 | 320W | - | 42 | Modules | Main Inventry | In Operation |  | In Warranty | Trina Solar Co. Ltd. | 2017-09-26 | 2027-09-26 | 120 | TED-A11042-1808-XSC-0109-0 | Trina Solar Co. Ltd. | HSEPL | TSM-320PD14 | [5 empty] | Bescom | HSEPL | Clean Solar Power Tumkur Private Limited | Meera Corporation Kr | 2023-03-15 | 12
CNHalli_Block3 | Modules | CNHalli_Block3_SMB3.3_S5 | PV Solar Module String |  | CNHalli_BLOCK_3_SMB3.3 | - | 13.44 | 320W | - | 42 | Modules | Main Inventry | In Operation |  | In Warranty | Trina Solar Co. Ltd. | 2017-09-26 | 2027-09-26 | 120 | TED-A11042-1808-XSC-0109-0 | Trina Solar Co. Ltd. | HSEPL | TSM-320PD14 | [5 empty] | Bescom | HSEPL | Clean Solar Power Tumkur Private Limited | Meera Corporation Kr | 2023-03-15 | 12
CNHalli_Block3 | Modules | CNHalli_Block3_SMB3.3_S6 | PV Solar Module String |  | CNHalli_BLOCK_3_SMB3.3 | - | 13.44 | 320W | - | 42 | Modules | Main Inventry | In Operation |  | In Warranty | Trina Solar Co. Ltd. | 2017-09-26 | 2027-09-26 | 120 | TED-A11042-1808-XSC-0109-0 | Trina Solar Co. Ltd. | HSEPL | TSM-320PD14 | [5 empty] | Bescom | HSEPL | Clean Solar Power Tumkur Private Limited | Meera Corporation Kr | 2023-03-15 | 12
CNHalli_Block3 | Modules | CNHalli_Block3_SMB3.3_S7 | PV Solar Module String |  | CNHalli_BLOCK_3_SMB3.3 | - | 13.44 | 320W | - | 42 | Modules | Main Inventry | In Operation |  | In Warranty | Trina Solar Co. Ltd. | 2017-09-26 | 2027-09-26 | 120 | TED-A11042-1808-XSC-0109-0 | Trina Solar Co. Ltd. | HSEPL | TSM-320PD14 | [5 empty] | Bescom | HSEPL | Clean Solar Power Tumkur Private Limited | Meera Corporation Kr | 2023-03-15 | 12
CNHalli_Block3 | Modules | CNHalli_Block3_SMB3.3_S8 | PV Solar Module String |  | CNHalli_BLOCK_3_SMB3.3 | - | 13.44 | 320W | - | 42 | Modules | Main Inventry | In Operation |  | In Warranty | Trina Solar Co. Ltd. | 2017-09-26 | 2027-09-26 | 120 | TED-A11042-1808-XSC-0109-0 | Trina Solar Co. Ltd. | HSEPL | TSM-320PD14 | [5 empty] | Bescom | HSEPL | Clean Solar Power Tumkur Private Limited | Meera Corporation Kr | 2023-03-15 | 12
CNHalli_Block3 | Modules | CNHalli_Block3_SMB3.3_S9 | PV Solar Module String |  | CNHalli_BLOCK_3_SMB3.3 | - | 13.44 | 320W | - | 42 | Modules | Main Inventry | In Operation |  | In Warranty | Trina Solar Co. Ltd. | 2017-09-26 | 2027-09-26 | 120 | TED-A11042-1808-XSC-0109-0 | Trina Solar Co. Ltd. | HSEPL | TSM-320PD14 | [5 empty] | Bescom | HSEPL | Clean Solar Power Tumkur Private Limited | Meera Corporation Kr | 2023-03-15 | 12
CNHalli_Block3 | Modules | CNHalli_Block3_SMB3.3_S10 | PV Solar Module String |  | CNHalli_BLOCK_3_SMB3.3 | - | 13.44 | 320W | - | 42 | Modules | Main Inventry | In Operation |  | In Warranty | Trina Solar Co. Ltd. | 2017-09-26 | 2027-09-26 | 120 | TED-A11042-1808-XSC-0109-0 | Trina Solar Co. Ltd. | HSEPL | TSM-320PD14 | [5 empty] | Bescom | HSEPL | Clean Solar Power Tumkur Private Limited | Meera Corporation Kr | 2023-03-15 | 12
CNHalli_Block3 | Modules | CNHalli_Block3_SMB3.3_S11 | PV Solar Module String |  | CNHalli_BLOCK_3_SMB3.3 | - | 13.44 | 320W | - | 42 | Modules | Main Inventry | In Operation |  | In Warranty | Trina Solar Co. Ltd. | 2017-09-26 | 2027-09-26 | 120 | TED-A11042-1808-XSC-0109-0 | Trina Solar Co. Ltd. | HSEPL | TSM-320PD14 | [5 empty] | Bescom | HSEPL | Clean Solar Power Tumkur Private Limited | Meera Corporation Kr | 2023-03-15 | 12
CNHalli_Block3 | Modules | CNHalli_Block3_SMB3.3_S12 | PV Solar Module String |  | CNHalli_BLOCK_3_SMB3.3 | - | 13.44 | 320W | - | 42 | Modules | Main Inventry | In Operation |  | In Warranty | Trina Solar Co. Ltd. | 2017-09-26 | 2027-09-26 | 120 | TED-A11042-1808-XSC-0109-0 | Trina Solar Co. Ltd. | HSEPL | TSM-320PD14 | [5 empty] | Bescom | HSEPL | Clean Solar Power Tumkur Private Limited | Meera Corporation Kr | 2023-03-15 | 12
CNHalli_Block3 | Modules | CNHalli_Block3_SMB3.4_S1 | PV Solar Module String |  | CNHalli_BLOCK_3_SMB3.4 | - | 13.44 | 320W | - | 42 | Modules | Main Inventry | In Operation |  | In Warranty | Trina Solar Co. Ltd. | 2017-09-26 | 2027-09-26 | 120 | TED-A11042-1808-XSC-0109-0 | Trina Solar Co. Ltd. | HSEPL | TSM-320PD14 | [5 empty] | Bescom | HSEPL | Clean Solar Power Tumkur Private Limited | Meera Corporation Kr | 2023-03-15 | 12
CNHalli_Block3 | Modules | CNHalli_Block3_SMB3.4_S2 | PV Solar Module String |  | CNHalli_BLOCK_3_SMB3.4 | - | 13.44 | 320W | - | 42 | Modules | Main Inventry | In Operation |  | In Warranty | Trina Solar Co. Ltd. | 2017-09-26 | 2027-09-26 | 120 | TED-A11042-1808-XSC-0109-0 | Trina Solar Co. Ltd. | HSEPL | TSM-320PD14 | [5 empty] | Bescom | HSEPL | Clean Solar Power Tumkur Private Limited | Meera Corporation Kr | 2023-03-15 | 12
CNHalli_Block3 | Modules | CNHalli_Block3_SMB3.4_S3 | PV Solar Module String |  | CNHalli_BLOCK_3_SMB3.4 | - | 13.44 | 320W | - | 42 | Modules | Main Inventry | In Operation |  | In Warranty | Trina Solar Co. Ltd. | 2017-09-26 | 2027-09-26 | 120 | TED-A11042-1808-XSC-0109-0 | Trina Solar Co. Ltd. | HSEPL | TSM-320PD14 | [5 empty] | Bescom | HSEPL | Clean Solar Power Tumkur Private Limited | Meera Corporation Kr | 2023-03-15 | 12
CNHalli_Block3 | Modules | CNHalli_Block3_SMB3.4_S4 | PV Solar Module String |  | CNHalli_BLOCK_3_SMB3.4 | - | 13.44 | 320W | - | 42 | Modules | Main Inventry | In Operation |  | In Warranty | Trina Solar Co. Ltd. | 2017-09-26 | 2027-09-26 | 120 | TED-A11042-1808-XSC-0109-0 | Trina Solar Co. Ltd. | HSEPL | TSM-320PD14 | [5 empty] | Bescom | HSEPL | Clean Solar Power Tumkur Private Limited | Meera Corporation Kr | 2023-03-15 | 12
CNHalli_Block3 | Modules | CNHalli_Block3_SMB3.4_S5 | PV Solar Module String |  | CNHalli_BLOCK_3_SMB3.4 | - | 13.44 | 320W | - | 42 | Modules | Main Inventry | In Operation |  | In Warranty | Trina Solar Co. Ltd. | 2017-09-26 | 2027-09-26 | 120 | TED-A11042-1808-XSC-0109-0 | Trina Solar Co. Ltd. | HSEPL | TSM-320PD14 | [5 empty] | Bescom | HSEPL | Clean Solar Power Tumkur Private Limited | Meera Corporation Kr | 2023-03-15 | 12
CNHalli_Block3 | Modules | CNHalli_Block3_SMB3.4_S6 | PV Solar Module String |  | CNHalli_BLOCK_3_SMB3.4 | - | 13.44 | 320W | - | 42 | Modules | Main Inventry | In Operation |  | In Warranty | Trina Solar Co. Ltd. | 2017-09-26 | 2027-09-26 | 120 | TED-A11042-1808-XSC-0109-0 | Trina Solar Co. Ltd. | HSEPL | TSM-320PD14 | [5 empty] | Bescom | HSEPL | Clean Solar Power Tumkur Private Limited | Meera Corporation Kr | 2023-03-15 | 12
CNHalli_Block3 | Modules | CNHalli_Block3_SMB3.4_S7 | PV Solar Module String |  | CNHalli_BLOCK_3_SMB3.4 | - | 13.44 | 320W | - | 42 | Modules | Main Inventry | In Operation |  | In Warranty | Trina Solar Co. Ltd. | 2017-09-26 | 2027-09-26 | 120 | TED-A11042-1808-XSC-0109-0 | Trina Solar Co. Ltd. | HSEPL | TSM-320PD14 | [5 empty] | Bescom | HSEPL | Clean Solar Power Tumkur Private Limited | Meera Corporation Kr | 2023-03-15 | 12
CNHalli_Block3 | Modules | CNHalli_Block3_SMB3.4_S8 | PV Solar Module String |  | CNHalli_BLOCK_3_SMB3.4 | - | 13.44 | 320W | - | 42 | Modules | Main Inventry | In Operation |  | In Warranty | Trina Solar Co. Ltd. | 2017-09-26 | 2027-09-26 | 120 | TED-A11042-1808-XSC-0109-0 | Trina Solar Co. Ltd. | HSEPL | TSM-320PD14 | [5 empty] | Bescom | HSEPL | Clean Solar Power Tumkur Private Limited | Meera Corporation Kr | 2023-03-15 | 12
CNHalli_Block3 | Modules | CNHalli_Block3_SMB3.4_S9 | PV Solar Module String |  | CNHalli_BLOCK_3_SMB3.4 | - | 13.44 | 320W | - | 42 | Modules | Main Inventry | In Operation |  | In Warranty | Trina Solar Co. Ltd. | 2017-09-26 | 2027-09-26 | 120 | TED-A11042-1808-XSC-0109-0 | Trina Solar Co. Ltd. | HSEPL | TSM-320PD14 | [5 empty] | Bescom | HSEPL | Clean Solar Power Tumkur Private Limited | Meera Corporation Kr | 2023-03-15 | 12
CNHalli_Block3 | Modules | CNHalli_Block3_SMB3.4_S10 | PV Solar Module String |  | CNHalli_BLOCK_3_SMB3.4 | - | 13.44 | 320W | - | 42 | Modules | Main Inventry | In Operation |  | In Warranty | Trina Solar Co. Ltd. | 2017-09-26 | 2027-09-26 | 120 | TED-A11042-1808-XSC-0109-0 | Trina Solar Co. Ltd. | HSEPL | TSM-320PD14 | [5 empty] | Bescom | HSEPL | Clean Solar Power Tumkur Private Limited | Meera Corporation Kr | 2023-03-15 | 12
CNHalli_Block3 | Modules | CNHalli_Block3_SMB3.4_S11 | PV Solar Module String |  | CNHalli_BLOCK_3_SMB3.4 | - | 13.44 | 320W | - | 42 | Modules | Main Inventry | In Operation |  | In Warranty | Trina Solar Co. Ltd. | 2017-09-26 | 2027-09-26 | 120 | TED-A11042-1808-XSC-0109-0 | Trina Solar Co. Ltd. | HSEPL | TSM-320PD14 | [5 empty] | Bescom | HSEPL | Clean Solar Power Tumkur Private Limited | Meera Corporation Kr | 2023-03-15 | 12
CNHalli_Block3 | Modules | CNHalli_Block3_SMB3.4_S12 | PV Solar Module String |  | CNHalli_BLOCK_3_SMB3.4 | - | 13.44 | 320W | - | 42 | Modules | Main Inventry | In Operation |  | In Warranty | Trina Solar Co. Ltd. | 2017-09-26 | 2027-09-26 | 120 | TED-A11042-1808-XSC-0109-0 | Trina Solar Co. Ltd. | HSEPL | TSM-320PD14 | [5 empty] | Bescom | HSEPL | Clean Solar Power Tumkur Private Limited | Meera Corporation Kr | 2023-03-15 | 12
CNHalli_Block3 | Modules | CNHalli_Block3_SMB3.5_S1 | PV Solar Module String |  | CNHalli_BLOCK_3_SMB3.5 | - | 13.44 | 320W | - | 42 | Modules | Main Inventry | In Operation |  | In Warranty | Trina Solar Co. Ltd. | 2017-09-26 | 2027-09-26 | 120 | TED-A11042-1808-XSC-0109-0 | Trina Solar Co. Ltd. | HSEPL | TSM-320PD14 | [5 empty] | Bescom | HSEPL | Clean Solar Power Tumkur Private Limited | Meera Corporation Kr | 2023-03-15 | 12
CNHalli_Block3 | Modules | CNHalli_Block3_SMB3.5_S2 | PV Solar Module String |  | CNHalli_BLOCK_3_SMB3.5 | - | 13.44 | 320W | - | 42 | Modules | Main Inventry | In Operation |  | In Warranty | Trina Solar Co. Ltd. | 2017-09-26 | 2027-09-26 | 120 | TED-A11042-1808-XSC-0109-0 | Trina Solar Co. Ltd. | HSEPL | TSM-320PD14 | [5 empty] | Bescom | HSEPL | Clean Solar Power Tumkur Private Limited | Meera Corporation Kr | 2023-03-15 | 12
CNHalli_Block3 | Modules | CNHalli_Block3_SMB3.5_S3 | PV Solar Module String |  | CNHalli_BLOCK_3_SMB3.5 | - | 13.44 | 320W | - | 42 | Modules | Main Inventry | In Operation |  | In Warranty | Trina Solar Co. Ltd. | 2017-09-26 | 2027-09-26 | 120 | TED-A11042-1808-XSC-0109-0 | Trina Solar Co. Ltd. | HSEPL | TSM-320PD14 | [5 empty] | Bescom | HSEPL | Clean Solar Power Tumkur Private Limited | Meera Corporation Kr | 2023-03-15 | 12
CNHalli_Block3 | Modules | CNHalli_Block3_SMB3.5_S4 | PV Solar Module String |  | CNHalli_BLOCK_3_SMB3.5 | - | 13.44 | 320W | - | 42 | Modules | Main Inventry | In Operation |  | In Warranty | Trina Solar Co. Ltd. | 2017-09-26 | 2027-09-26 | 120 | TED-A11042-1808-XSC-0109-0 | Trina Solar Co. Ltd. | HSEPL | TSM-320PD14 | [5 empty] | Bescom | HSEPL | Clean Solar Power Tumkur Private Limited | Meera Corporation Kr | 2023-03-15 | 12
CNHalli_Block3 | Modules | CNHalli_Block3_SMB3.5_S5 | PV Solar Module String |  | CNHalli_BLOCK_3_SMB3.5 | - | 13.44 | 320W | - | 42 | Modules | Main Inventry | In Operation |  | In Warranty | Trina Solar Co. Ltd. | 2017-09-26 | 2027-09-26 | 120 | TED-A11042-1808-XSC-0109-0 | Trina Solar Co. Ltd. | HSEPL | TSM-320PD14 | [5 empty] | Bescom | HSEPL | Clean Solar Power Tumkur Private Limited | Meera Corporation Kr | 2023-03-15 | 12
CNHalli_Block3 | Modules | CNHalli_Block3_SMB3.5_S6 | PV Solar Module String |  | CNHalli_BLOCK_3_SMB3.5 | - | 13.44 | 320W | - | 42 | Modules | Main Inventry | In Operation |  | In Warranty | Trina Solar Co. Ltd. | 2017-09-26 | 2027-09-26 | 120 | TED-A11042-1808-XSC-0109-0 | Trina Solar Co. Ltd. | HSEPL | TSM-320PD14 | [5 empty] | Bescom | HSEPL | Clean Solar Power Tumkur Private Limited | Meera Corporation Kr | 2023-03-15 | 12
CNHalli_Block3 | Modules | CNHalli_Block3_SMB3.5_S7 | PV Solar Module String |  | CNHalli_BLOCK_3_SMB3.5 | - | 13.44 | 320W | - | 42 | Modules | Main Inventry | In Operation |  | In Warranty | Trina Solar Co. Ltd. | 2017-09-26 | 2027-09-26 | 120 | TED-A11042-1808-XSC-0109-0 | Trina Solar Co. Ltd. | HSEPL | TSM-320PD14 | [5 empty] | Bescom | HSEPL | Clean Solar Power Tumkur Private Limited | Meera Corporation Kr | 2023-03-15 | 12
CNHalli_Block3 | Modules | CNHalli_Block3_SMB3.5_S8 | PV Solar Module String |  | CNHalli_BLOCK_3_SMB3.5 | - | 13.44 | 320W | - | 42 | Modules | Main Inventry | In Operation |  | In Warranty | Trina Solar Co. Ltd. | 2017-09-26 | 2027-09-26 | 120 | TED-A11042-1808-XSC-0109-0 | Trina Solar Co. Ltd. | HSEPL | TSM-320PD14 | [5 empty] | Bescom | HSEPL | Clean Solar Power Tumkur Private Limited | Meera Corporation Kr | 2023-03-15 | 12
CNHalli_Block3 | Modules | CNHalli_Block3_SMB3.5_S9 | PV Solar Module String |  | CNHalli_BLOCK_3_SMB3.5 | - | 13.44 | 320W | - | 42 | Modules | Main Inventry | In Operation |  | In Warranty | Trina Solar Co. Ltd. | 2017-09-26 | 2027-09-26 | 120 | TED-A11042-1808-XSC-0109-0 | Trina Solar Co. Ltd. | HSEPL | TSM-320PD14 | [5 empty] | Bescom | HSEPL | Clean Solar Power Tumkur Private Limited | Meera Corporation Kr | 2023-03-15 | 12
CNHalli_Block3 | Modules | CNHalli_Block3_SMB3.5_S10 | PV Solar Module String |  | CNHalli_BLOCK_3_SMB3.5 | - | 13.44 | 320W | - | 42 | Modules | Main Inventry | In Operation |  | In Warranty | Trina Solar Co. Ltd. | 2017-09-26 | 2027-09-26 | 120 | TED-A11042-1808-XSC-0109-0 | Trina Solar Co. Ltd. | HSEPL | TSM-320PD14 | [5 empty] | Bescom | HSEPL | Clean Solar Power Tumkur Private Limited | Meera Corporation Kr | 2023-03-15 | 12
CNHalli_Block3 | Modules | CNHalli_Block3_SMB3.5_S11 | PV Solar Module String |  | CNHalli_BLOCK_3_SMB3.5 | - | 13.44 | 320W | - | 42 | Modules | Main Inventry | In Operation |  | In Warranty | Trina Solar Co. Ltd. | 2017-09-26 | 2027-09-26 | 120 | TED-A11042-1808-XSC-0109-0 | Trina Solar Co. Ltd. | HSEPL | TSM-320PD14 | [5 empty] | Bescom | HSEPL | Clean Solar Power Tumkur Private Limited | Meera Corporation Kr | 2023-03-15 | 12
CNHalli_Block3 | Modules | CNHalli_Block3_SMB3.5_S12 | PV Solar Module String |  | CNHalli_BLOCK_3_SMB3.5 | - | 13.44 | 320W | - | 42 | Modules | Main Inventry | In Operation |  | In Warranty | Trina Solar Co. Ltd. | 2017-09-26 | 2027-09-26 | 120 | TED-A11042-1808-XSC-0109-0 | Trina Solar Co. Ltd. | HSEPL | TSM-320PD14 | [5 empty] | Bescom | HSEPL | Clean Solar Power Tumkur Private Limited | Meera Corporation Kr | 2023-03-15 | 12
CNHalli_Block3 | Modules | CNHalli_Block3_SMB3.6_S1 | PV Solar Module String |  | CNHalli_BLOCK_3_SMB3.6 | - | 13.44 | 320W | - | 42 | Modules | Main Inventry | In Operation |  | In Warranty | Trina Solar Co. Ltd. | 2017-09-26 | 2027-09-26 | 120 | TED-A11042-1808-XSC-0109-0 | Trina Solar Co. Ltd. | HSEPL | TSM-320PD14 | [5 empty] | Bescom | HSEPL | Clean Solar Power Tumkur Private Limited | Meera Corporation Kr | 2023-03-15 | 12
CNHalli_Block3 | Modules | CNHalli_Block3_SMB3.6_S2 | PV Solar Module String |  | CNHalli_BLOCK_3_SMB3.6 | - | 13.44 | 320W | - | 42 | Modules | Main Inventry | In Operation |  | In Warranty | Trina Solar Co. Ltd. | 2017-09-26 | 2027-09-26 | 120 | TED-A11042-1808-XSC-0109-0 | Trina Solar Co. Ltd. | HSEPL | TSM-320PD14 | [5 empty] | Bescom | HSEPL | Clean Solar Power Tumkur Private Limited | Meera Corporation Kr | 2023-03-15 | 12
CNHalli_Block3 | Modules | CNHalli_Block3_SMB3.6_S3 | PV Solar Module String |  | CNHalli_BLOCK_3_SMB3.6 | - | 13.44 | 320W | - | 42 | Modules | Main Inventry | In Operation |  | In Warranty | Trina Solar Co. Ltd. | 2017-09-26 | 2027-09-26 | 120 | TED-A11042-1808-XSC-0109-0 | Trina Solar Co. Ltd. | HSEPL | TSM-320PD14 | [5 empty] | Bescom | HSEPL | Clean Solar Power Tumkur Private Limited | Meera Corporation Kr | 2023-03-15 | 12
CNHalli_Block3 | Modules | CNHalli_Block3_SMB3.6_S4 | PV Solar Module String |  | CNHalli_BLOCK_3_SMB3.6 | - | 13.44 | 320W | - | 42 | Modules | Main Inventry | In Operation |  | In Warranty | Trina Solar Co. Ltd. | 2017-09-26 | 2027-09-26 | 120 | TED-A11042-1808-XSC-0109-0 | Trina Solar Co. Ltd. | HSEPL | TSM-320PD14 | [5 empty] | Bescom | HSEPL | Clean Solar Power Tumkur Private Limited | Meera Corporation Kr | 2023-03-15 | 12
CNHalli_Block3 | Modules | CNHalli_Block3_SMB3.6_S5 | PV Solar Module String |  | CNHalli_BLOCK_3_SMB3.6 | - | 13.44 | 320W | - | 42 | Modules | Main Inventry | In Operation |  | In Warranty | Trina Solar Co. Ltd. | 2017-09-26 | 2027-09-26 | 120 | TED-A11042-1808-XSC-0109-0 | Trina Solar Co. Ltd. | HSEPL | TSM-320PD14 | [5 empty] | Bescom | HSEPL | Clean Solar Power Tumkur Private Limited | Meera Corporation Kr | 2023-03-15 | 12
CNHalli_Block3 | Modules | CNHalli_Block3_SMB3.6_S6 | PV Solar Module String |  | CNHalli_BLOCK_3_SMB3.6 | - | 13.44 | 320W | - | 42 | Modules | Main Inventry | In Operation |  | In Warranty | Trina Solar Co. Ltd. | 2017-09-26 | 2027-09-26 | 120 | TED-A11042-1808-XSC-0109-0 | Trina Solar Co. Ltd. | HSEPL | TSM-320PD14 | [5 empty] | Bescom | HSEPL | Clean Solar Power Tumkur Private Limited | Meera Corporation Kr | 2023-03-15 | 12
CNHalli_Block3 | Modules | CNHalli_Block3_SMB3.6_S7 | PV Solar Module String |  | CNHalli_BLOCK_3_SMB3.6 | - | 13.44 | 320W | - | 42 | Modules | Main Inventry | In Operation |  | In Warranty | Trina Solar Co. Ltd. | 2017-09-26 | 2027-09-26 | 120 | TED-A11042-1808-XSC-0109-0 | Trina Solar Co. Ltd. | HSEPL | TSM-320PD14 | [5 empty] | Bescom | HSEPL | Clean Solar Power Tumkur Private Limited | Meera Corporation Kr | 2023-03-15 | 12
CNHalli_Block3 | Modules | CNHalli_Block3_SMB3.6_S8 | PV Solar Module String |  | CNHalli_BLOCK_3_SMB3.6 | - | 13.44 | 320W | - | 42 | Modules | Main Inventry | In Operation |  | In Warranty | Trina Solar Co. Ltd. | 2017-09-26 | 2027-09-26 | 120 | TED-A11042-1808-XSC-0109-0 | Trina Solar Co. Ltd. | HSEPL | TSM-320PD14 | [5 empty] | Bescom | HSEPL | Clean Solar Power Tumkur Private Limited | Meera Corporation Kr | 2023-03-15 | 12
CNHalli_Block3 | Modules | CNHalli_Block3_SMB3.6_S9 | PV Solar Module String |  | CNHalli_BLOCK_3_SMB3.6 | - | 13.44 | 320W | - | 42 | Modules | Main Inventry | In Operation |  | In Warranty | Trina Solar Co. Ltd. | 2017-09-26 | 2027-09-26 | 120 | TED-A11042-1808-XSC-0109-0 | Trina Solar Co. Ltd. | HSEPL | TSM-320PD14 | [5 empty] | Bescom | HSEPL | Clean Solar Power Tumkur Private Limited | Meera Corporation Kr | 2023-03-15 | 12
CNHalli_Block3 | Modules | CNHalli_Block3_SMB3.6_S10 | PV Solar Module String |  | CNHalli_BLOCK_3_SMB3.6 | - | 13.44 | 320W | - | 42 | Modules | Main Inventry | In Operation |  | In Warranty | Trina Solar Co. Ltd. | 2017-09-26 | 2027-09-26 | 120 | TED-A11042-1808-XSC-0109-0 | Trina Solar Co. Ltd. | HSEPL | TSM-320PD14 | [5 empty] | Bescom | HSEPL | Clean Solar Power Tumkur Private Limited | Meera Corporation Kr | 2023-03-15 | 12
CNHalli_Block3 | Modules | CNHalli_Block3_SMB3.6_S11 | PV Solar Module String |  | CNHalli_BLOCK_3_SMB3.6 | - | 13.44 | 320W | - | 42 | Modules | Main Inventry | In Operation |  | In Warranty | Trina Solar Co. Ltd. | 2017-09-26 | 2027-09-26 | 120 | TED-A11042-1808-XSC-0109-0 | Trina Solar Co. Ltd. | HSEPL | TSM-320PD14 | [5 empty] | Bescom | HSEPL | Clean Solar Power Tumkur Private Limited | Meera Corporation Kr | 2023-03-15 | 12
CNHalli_Block3 | Modules | CNHalli_Block3_SMB3.6_S12 | PV Solar Module String |  | CNHalli_BLOCK_3_SMB3.6 | - | 13.44 | 320W | - | 42 | Modules | Main Inventry | In Operation |  | In Warranty | Trina Solar Co. Ltd. | 2017-09-26 | 2027-09-26 | 120 | TED-A11042-1808-XSC-0109-0 | Trina Solar Co. Ltd. | HSEPL | TSM-320PD14 | [5 empty] | Bescom | HSEPL | Clean Solar Power Tumkur Private Limited | Meera Corporation Kr | 2023-03-15 | 12
CNHalli_Block3 | Modules | CNHalli_Block3_SMB3.7_S1 | PV Solar Module String |  | CNHalli_BLOCK_3_SMB3.7 | - | 13.44 | 320W | - | 42 | Modules | Main Inventry | In Operation |  | In Warranty | Trina Solar Co. Ltd. | 2017-09-26 | 2027-09-26 | 120 | TED-A11042-1808-XSC-0109-0 | Trina Solar Co. Ltd. | HSEPL | TSM-320PD14 | [5 empty] | Bescom | HSEPL | Clean Solar Power Tumkur Private Limited | Meera Corporation Kr | 2023-03-15 | 12
CNHalli_Block3 | Modules | CNHalli_Block3_SMB3.7_S2 | PV Solar Module String |  | CNHalli_BLOCK_3_SMB3.7 | - | 13.44 | 320W | - | 42 | Modules | Main Inventry | In Operation |  | In Warranty | Trina Solar Co. Ltd. | 2017-09-26 | 2027-09-26 | 120 | TED-A11042-1808-XSC-0109-0 | Trina Solar Co. Ltd. | HSEPL | TSM-320PD14 | [5 empty] | Bescom | HSEPL | Clean Solar Power Tumkur Private Limited | Meera Corporation Kr | 2023-03-15 | 12
CNHalli_Block3 | Modules | CNHalli_Block3_SMB3.7_S3 | PV Solar Module String |  | CNHalli_BLOCK_3_SMB3.7 | - | 13.44 | 320W | - | 42 | Modules | Main Inventry | In Operation |  | In Warranty | Trina Solar Co. Ltd. | 2017-09-26 | 2027-09-26 | 120 | TED-A11042-1808-XSC-0109-0 | Trina Solar Co. Ltd. | HSEPL | TSM-320PD14 | [5 empty] | Bescom | HSEPL | Clean Solar Power Tumkur Private Limited | Meera Corporation Kr | 2023-03-15 | 12
CNHalli_Block3 | Modules | CNHalli_Block3_SMB3.7_S4 | PV Solar Module String |  | CNHalli_BLOCK_3_SMB3.7 | - | 13.44 | 320W | - | 42 | Modules | Main Inventry | In Operation |  | In Warranty | Trina Solar Co. Ltd. | 2017-09-26 | 2027-09-26 | 120 | TED-A11042-1808-XSC-0109-0 | Trina Solar Co. Ltd. | HSEPL | TSM-320PD14 | [5 empty] | Bescom | HSEPL | Clean Solar Power Tumkur Private Limited | Meera Corporation Kr | 2023-03-15 | 12
CNHalli_Block3 | Modules | CNHalli_Block3_SMB3.7_S5 | PV Solar Module String |  | CNHalli_BLOCK_3_SMB3.7 | - | 13.44 | 320W | - | 42 | Modules | Main Inventry | In Operation |  | In Warranty | Trina Solar Co. Ltd. | 2017-09-26 | 2027-09-26 | 120 | TED-A11042-1808-XSC-0109-0 | Trina Solar Co. Ltd. | HSEPL | TSM-320PD14 | [5 empty] | Bescom | HSEPL | Clean Solar Power Tumkur Private Limited | Meera Corporation Kr | 2023-03-15 | 12
CNHalli_Block3 | Modules | CNHalli_Block3_SMB3.7_S6 | PV Solar Module String |  | CNHalli_BLOCK_3_SMB3.7 | - | 13.44 | 320W | - | 42 | Modules | Main Inventry | In Operation |  | In Warranty | Trina Solar Co. Ltd. | 2017-09-26 | 2027-09-26 | 120 | TED-A11042-1808-XSC-0109-0 | Trina Solar Co. Ltd. | HSEPL | TSM-320PD14 | [5 empty] | Bescom | HSEPL | Clean Solar Power Tumkur Private Limited | Meera Corporation Kr | 2023-03-15 | 12
CNHalli_Block3 | Modules | CNHalli_Block3_SMB3.7_S7 | PV Solar Module String |  | CNHalli_BLOCK_3_SMB3.7 | - | 13.44 | 320W | - | 42 | Modules | Main Inventry | In Operation |  | In Warranty | Trina Solar Co. Ltd. | 2017-09-26 | 2027-09-26 | 120 | TED-A11042-1808-XSC-0109-0 | Trina Solar Co. Ltd. | HSEPL | TSM-320PD14 | [5 empty] | Bescom | HSEPL | Clean Solar Power Tumkur Private Limited | Meera Corporation Kr | 2023-03-15 | 12
CNHalli_Block3 | Modules | CNHalli_Block3_SMB3.7_S8 | PV Solar Module String |  | CNHalli_BLOCK_3_SMB3.7 | - | 13.44 | 320W | - | 42 | Modules | Main Inventry | In Operation |  | In Warranty | Trina Solar Co. Ltd. | 2017-09-26 | 2027-09-26 | 120 | TED-A11042-1808-XSC-0109-0 | Trina Solar Co. Ltd. | HSEPL | TSM-320PD14 | [5 empty] | Bescom | HSEPL | Clean Solar Power Tumkur Private Limited | Meera Corporation Kr | 2023-03-15 | 12
CNHalli_Block3 | Modules | CNHalli_Block3_SMB3.7_S9 | PV Solar Module String |  | CNHalli_BLOCK_3_SMB3.7 | - | 13.44 | 320W | - | 42 | Modules | Main Inventry | In Operation |  | In Warranty | Trina Solar Co. Ltd. | 2017-09-26 | 2027-09-26 | 120 | TED-A11042-1808-XSC-0109-0 | Trina Solar Co. Ltd. | HSEPL | TSM-320PD14 | [5 empty] | Bescom | HSEPL | Clean Solar Power Tumkur Private Limited | Meera Corporation Kr | 2023-03-15 | 12
CNHalli_Block3 | Modules | CNHalli_Block3_SMB4.1_S1 | PV Solar Module String |  | CNHalli_BLOCK_3_SMB4.1 | - | 13.44 | 320W | - | 42 | Modules | Main Inventry | In Operation |  | In Warranty | Trina Solar Co. Ltd. | 2017-09-26 | 2027-09-26 | 120 | TED-A11042-1808-XSC-0109-0 | Trina Solar Co. Ltd. | HSEPL | TSM-320PD14 | [5 empty] | Bescom | HSEPL | Clean Solar Power Tumkur Private Limited | Meera Corporation Kr | 2023-03-15 | 12
CNHalli_Block3 | Modules | CNHalli_Block3_SMB4.1_S2 | PV Solar Module String |  | CNHalli_BLOCK_3_SMB4.1 | - | 13.44 | 320W | - | 42 | Modules | Main Inventry | In Operation |  | In Warranty | Trina Solar Co. Ltd. | 2017-09-26 | 2027-09-26 | 120 | TED-A11042-1808-XSC-0109-0 | Trina Solar Co. Ltd. | HSEPL | TSM-320PD14 | [5 empty] | Bescom | HSEPL | Clean Solar Power Tumkur Private Limited | Meera Corporation Kr | 2023-03-15 | 12
CNHalli_Block3 | Modules | CNHalli_Block3_SMB4.1_S3 | PV Solar Module String |  | CNHalli_BLOCK_3_SMB4.1 | - | 13.44 | 320W | - | 42 | Modules | Main Inventry | In Operation |  | In Warranty | Trina Solar Co. Ltd. | 2017-09-26 | 2027-09-26 | 120 | TED-A11042-1808-XSC-0109-0 | Trina Solar Co. Ltd. | HSEPL | TSM-320PD14 | [5 empty] | Bescom | HSEPL | Clean Solar Power Tumkur Private Limited | Meera Corporation Kr | 2023-03-15 | 12
CNHalli_Block3 | Modules | CNHalli_Block3_SMB4.1_S4 | PV Solar Module String |  | CNHalli_BLOCK_3_SMB4.1 | - | 13.44 | 320W | - | 42 | Modules | Main Inventry | In Operation |  | In Warranty | Trina Solar Co. Ltd. | 2017-09-26 | 2027-09-26 | 120 | TED-A11042-1808-XSC-0109-0 | Trina Solar Co. Ltd. | HSEPL | TSM-320PD14 | [5 empty] | Bescom | HSEPL | Clean Solar Power Tumkur Private Limited | Meera Corporation Kr | 2023-03-15 | 12
CNHalli_Block3 | Modules | CNHalli_Block3_SMB4.1_S5 | PV Solar Module String |  | CNHalli_BLOCK_3_SMB4.1 | - | 13.44 | 320W | - | 42 | Modules | Main Inventry | In Operation |  | In Warranty | Trina Solar Co. Ltd. | 2017-09-26 | 2027-09-26 | 120 | TED-A11042-1808-XSC-0109-0 | Trina Solar Co. Ltd. | HSEPL | TSM-320PD14 | [5 empty] | Bescom | HSEPL | Clean Solar Power Tumkur Private Limited | Meera Corporation Kr | 2023-03-15 | 12
CNHalli_Block3 | Modules | CNHalli_Block3_SMB4.1_S6 | PV Solar Module String |  | CNHalli_BLOCK_3_SMB4.1 | - | 13.44 | 320W | - | 42 | Modules | Main Inventry | In Operation |  | In Warranty | Trina Solar Co. Ltd. | 2017-09-26 | 2027-09-26 | 120 | TED-A11042-1808-XSC-0109-0 | Trina Solar Co. Ltd. | HSEPL | TSM-320PD14 | [5 empty] | Bescom | HSEPL | Clean Solar Power Tumkur Private Limited | Meera Corporation Kr | 2023-03-15 | 12
CNHalli_Block3 | Modules | CNHalli_Block3_SMB4.1_S7 | PV Solar Module String |  | CNHalli_BLOCK_3_SMB4.1 | - | 13.44 | 320W | - | 42 | Modules | Main Inventry | In Operation |  | In Warranty | Trina Solar Co. Ltd. | 2017-09-26 | 2027-09-26 | 120 | TED-A11042-1808-XSC-0109-0 | Trina Solar Co. Ltd. | HSEPL | TSM-320PD14 | [5 empty] | Bescom | HSEPL | Clean Solar Power Tumkur Private Limited | Meera Corporation Kr | 2023-03-15 | 12
CNHalli_Block3 | Modules | CNHalli_Block3_SMB4.1_S8 | PV Solar Module String |  | CNHalli_BLOCK_3_SMB4.1 | - | 13.44 | 320W | - | 42 | Modules | Main Inventry | In Operation |  | In Warranty | Trina Solar Co. Ltd. | 2017-09-26 | 2027-09-26 | 120 | TED-A11042-1808-XSC-0109-0 | Trina Solar Co. Ltd. | HSEPL | TSM-320PD14 | [5 empty] | Bescom | HSEPL | Clean Solar Power Tumkur Private Limited | Meera Corporation Kr | 2023-03-15 | 12
CNHalli_Block3 | Modules | CNHalli_Block3_SMB4.1_S9 | PV Solar Module String |  | CNHalli_BLOCK_3_SMB4.1 | - | 13.44 | 320W | - | 42 | Modules | Main Inventry | In Operation |  | In Warranty | Trina Solar Co. Ltd. | 2017-09-26 | 2027-09-26 | 120 | TED-A11042-1808-XSC-0109-0 | Trina Solar Co. Ltd. | HSEPL | TSM-320PD14 | [5 empty] | Bescom | HSEPL | Clean Solar Power Tumkur Private Limited | Meera Corporation Kr | 2023-03-15 | 12
CNHalli_Block3 | Modules | CNHalli_Block3_SMB4.1_S10 | PV Solar Module String |  | CNHalli_BLOCK_3_SMB4.1 | - | 13.44 | 320W | - | 42 | Modules | Main Inventry | In Operation |  | In Warranty | Trina Solar Co. Ltd. | 2017-09-26 | 2027-09-26 | 120 | TED-A11042-1808-XSC-0109-0 | Trina Solar Co. Ltd. | HSEPL | TSM-320PD14 | [5 empty] | Bescom | HSEPL | Clean Solar Power Tumkur Private Limited | Meera Corporation Kr | 2023-03-15 | 12
CNHalli_Block3 | Modules | CNHalli_Block3_SMB4.1_S11 | PV Solar Module String |  | CNHalli_BLOCK_3_SMB4.1 | - | 13.44 | 320W | - | 42 | Modules | Main Inventry | In Operation |  | In Warranty | Trina Solar Co. Ltd. | 2017-09-26 | 2027-09-26 | 120 | TED-A11042-1808-XSC-0109-0 | Trina Solar Co. Ltd. | HSEPL | TSM-320PD14 | [5 empty] | Bescom | HSEPL | Clean Solar Power Tumkur Private Limited | Meera Corporation Kr | 2023-03-15 | 12
CNHalli_Block3 | Modules | CNHalli_Block3_SMB4.1_S12 | PV Solar Module String |  | CNHalli_BLOCK_3_SMB4.1 | - | 13.44 | 320W | - | 42 | Modules | Main Inventry | In Operation |  | In Warranty | Trina Solar Co. Ltd. | 2017-09-26 | 2027-09-26 | 120 | TED-A11042-1808-XSC-0109-0 | Trina Solar Co. Ltd. | HSEPL | TSM-320PD14 | [5 empty] | Bescom | HSEPL | Clean Solar Power Tumkur Private Limited | Meera Corporation Kr | 2023-03-15 | 12
CNHalli_Block3 | Modules | CNHalli_Block3_SMB4.2_S1 | PV Solar Module String |  | CNHalli_BLOCK_3_SMB4.2 | - | 13.44 | 320W | - | 42 | Modules | Main Inventry | In Operation |  | In Warranty | Trina Solar Co. Ltd. | 2017-09-26 | 2027-09-26 | 120 | TED-A11042-1808-XSC-0109-0 | Trina Solar Co. Ltd. | HSEPL | TSM-320PD14 | [5 empty] | Bescom | HSEPL | Clean Solar Power Tumkur Private Limited | Meera Corporation Kr | 2023-03-15 | 12
CNHalli_Block3 | Modules | CNHalli_Block3_SMB4.2_S2 | PV Solar Module String |  | CNHalli_BLOCK_3_SMB4.2 | - | 13.44 | 320W | - | 42 | Modules | Main Inventry | In Operation |  | In Warranty | Trina Solar Co. Ltd. | 2017-09-26 | 2027-09-26 | 120 | TED-A11042-1808-XSC-0109-0 | Trina Solar Co. Ltd. | HSEPL | TSM-320PD14 | [5 empty] | Bescom | HSEPL | Clean Solar Power Tumkur Private Limited | Meera Corporation Kr | 2023-03-15 | 12
CNHalli_Block3 | Modules | CNHalli_Block3_SMB4.2_S3 | PV Solar Module String |  | CNHalli_BLOCK_3_SMB4.2 | - | 13.44 | 320W | - | 42 | Modules | Main Inventry | In Operation |  | In Warranty | Trina Solar Co. Ltd. | 2017-09-26 | 2027-09-26 | 120 | TED-A11042-1808-XSC-0109-0 | Trina Solar Co. Ltd. | HSEPL | TSM-320PD14 | [5 empty] | Bescom | HSEPL | Clean Solar Power Tumkur Private Limited | Meera Corporation Kr | 2023-03-15 | 12
CNHalli_Block3 | Modules | CNHalli_Block3_SMB4.2_S4 | PV Solar Module String |  | CNHalli_BLOCK_3_SMB4.2 | - | 13.44 | 320W | - | 42 | Modules | Main Inventry | In Operation |  | In Warranty | Trina Solar Co. Ltd. | 2017-09-26 | 2027-09-26 | 120 | TED-A11042-1808-XSC-0109-0 | Trina Solar Co. Ltd. | HSEPL | TSM-320PD14 | [5 empty] | Bescom | HSEPL | Clean Solar Power Tumkur Private Limited | Meera Corporation Kr | 2023-03-15 | 12
CNHalli_Block3 | Modules | CNHalli_Block3_SMB4.2_S5 | PV Solar Module String |  | CNHalli_BLOCK_3_SMB4.2 | - | 13.44 | 320W | - | 42 | Modules | Main Inventry | In Operation |  | In Warranty | Trina Solar Co. Ltd. | 2017-09-26 | 2027-09-26 | 120 | TED-A11042-1808-XSC-0109-0 | Trina Solar Co. Ltd. | HSEPL | TSM-320PD14 | [5 empty] | Bescom | HSEPL | Clean Solar Power Tumkur Private Limited | Meera Corporation Kr | 2023-03-15 | 12
CNHalli_Block3 | Modules | CNHalli_Block3_SMB4.2_S6 | PV Solar Module String |  | CNHalli_BLOCK_3_SMB4.2 | - | 13.44 | 320W | - | 42 | Modules | Main Inventry | In Operation |  | In Warranty | Trina Solar Co. Ltd. | 2017-09-26 | 2027-09-26 | 120 | TED-A11042-1808-XSC-0109-0 | Trina Solar Co. Ltd. | HSEPL | TSM-320PD14 | [5 empty] | Bescom | HSEPL | Clean Solar Power Tumkur Private Limited | Meera Corporation Kr | 2023-03-15 | 12
CNHalli_Block3 | Modules | CNHalli_Block3_SMB4.2_S7 | PV Solar Module String |  | CNHalli_BLOCK_3_SMB4.2 | - | 13.44 | 320W | - | 42 | Modules | Main Inventry | In Operation |  | In Warranty | Trina Solar Co. Ltd. | 2017-09-26 | 2027-09-26 | 120 | TED-A11042-1808-XSC-0109-0 | Trina Solar Co. Ltd. | HSEPL | TSM-320PD14 | [5 empty] | Bescom | HSEPL | Clean Solar Power Tumkur Private Limited | Meera Corporation Kr | 2023-03-15 | 12
CNHalli_Block3 | Modules | CNHalli_Block3_SMB4.2_S8 | PV Solar Module String |  | CNHalli_BLOCK_3_SMB4.2 | - | 13.44 | 320W | - | 42 | Modules | Main Inventry | In Operation |  | In Warranty | Trina Solar Co. Ltd. | 2017-09-26 | 2027-09-26 | 120 | TED-A11042-1808-XSC-0109-0 | Trina Solar Co. Ltd. | HSEPL | TSM-320PD14 | [5 empty] | Bescom | HSEPL | Clean Solar Power Tumkur Private Limited | Meera Corporation Kr | 2023-03-15 | 12
CNHalli_Block3 | Modules | CNHalli_Block3_SMB4.2_S9 | PV Solar Module String |  | CNHalli_BLOCK_3_SMB4.2 | - | 13.44 | 320W | - | 42 | Modules | Main Inventry | In Operation |  | In Warranty | Trina Solar Co. Ltd. | 2017-09-26 | 2027-09-26 | 120 | TED-A11042-1808-XSC-0109-0 | Trina Solar Co. Ltd. | HSEPL | TSM-320PD14 | [5 empty] | Bescom | HSEPL | Clean Solar Power Tumkur Private Limited | Meera Corporation Kr | 2023-03-15 | 12
CNHalli_Block3 | Modules | CNHalli_Block3_SMB4.2_S10 | PV Solar Module String |  | CNHalli_BLOCK_3_SMB4.2 | - | 13.44 | 320W | - | 42 | Modules | Main Inventry | In Operation |  | In Warranty | Trina Solar Co. Ltd. | 2017-09-26 | 2027-09-26 | 120 | TED-A11042-1808-XSC-0109-0 | Trina Solar Co. Ltd. | HSEPL | TSM-320PD14 | [5 empty] | Bescom | HSEPL | Clean Solar Power Tumkur Private Limited | Meera Corporation Kr | 2023-03-15 | 12
CNHalli_Block3 | Modules | CNHalli_Block3_SMB4.2_S11 | PV Solar Module String |  | CNHalli_BLOCK_3_SMB4.2 | - | 13.44 | 320W | - | 42 | Modules | Main Inventry | In Operation |  | In Warranty | Trina Solar Co. Ltd. | 2017-09-26 | 2027-09-26 | 120 | TED-A11042-1808-XSC-0109-0 | Trina Solar Co. Ltd. | HSEPL | TSM-320PD14 | [5 empty] | Bescom | HSEPL | Clean Solar Power Tumkur Private Limited | Meera Corporation Kr | 2023-03-15 | 12
CNHalli_Block3 | Modules | CNHalli_Block3_SMB4.2_S12 | PV Solar Module String |  | CNHalli_BLOCK_3_SMB4.2 | - | 13.44 | 320W | - | 42 | Modules | Main Inventry | In Operation |  | In Warranty | Trina Solar Co. Ltd. | 2017-09-26 | 2027-09-26 | 120 | TED-A11042-1808-XSC-0109-0 | Trina Solar Co. Ltd. | HSEPL | TSM-320PD14 | [5 empty] | Bescom | HSEPL | Clean Solar Power Tumkur Private Limited | Meera Corporation Kr | 2023-03-15 | 12
CNHalli_Block3 | Modules | CNHalli_Block3_SMB4.3_S1 | PV Solar Module String |  | CNHalli_BLOCK_3_SMB4.3 | - | 13.44 | 320W | - | 42 | Modules | Main Inventry | In Operation |  | In Warranty | Trina Solar Co. Ltd. | 2017-09-26 | 2027-09-26 | 120 | TED-A11042-1808-XSC-0109-0 | Trina Solar Co. Ltd. | HSEPL | TSM-320PD14 | [5 empty] | Bescom | HSEPL | Clean Solar Power Tumkur Private Limited | Meera Corporation Kr | 2023-03-15 | 12
CNHalli_Block3 | Modules | CNHalli_Block3_SMB4.3_S2 | PV Solar Module String |  | CNHalli_BLOCK_3_SMB4.3 | - | 13.44 | 320W | - | 42 | Modules | Main Inventry | In Operation |  | In Warranty | Trina Solar Co. Ltd. | 2017-09-26 | 2027-09-26 | 120 | TED-A11042-1808-XSC-0109-0 | Trina Solar Co. Ltd. | HSEPL | TSM-320PD14 | [5 empty] | Bescom | HSEPL | Clean Solar Power Tumkur Private Limited | Meera Corporation Kr | 2023-03-15 | 12
CNHalli_Block3 | Modules | CNHalli_Block3_SMB4.3_S3 | PV Solar Module String |  | CNHalli_BLOCK_3_SMB4.3 | - | 13.44 | 320W | - | 42 | Modules | Main Inventry | In Operation |  | In Warranty | Trina Solar Co. Ltd. | 2017-09-26 | 2027-09-26 | 120 | TED-A11042-1808-XSC-0109-0 | Trina Solar Co. Ltd. | HSEPL | TSM-320PD14 | [5 empty] | Bescom | HSEPL | Clean Solar Power Tumkur Private Limited | Meera Corporation Kr | 2023-03-15 | 12
CNHalli_Block3 | Modules | CNHalli_Block3_SMB4.3_S4 | PV Solar Module String |  | CNHalli_BLOCK_3_SMB4.3 | - | 13.44 | 320W | - | 42 | Modules | Main Inventry | In Operation |  | In Warranty | Trina Solar Co. Ltd. | 2017-09-26 | 2027-09-26 | 120 | TED-A11042-1808-XSC-0109-0 | Trina Solar Co. Ltd. | HSEPL | TSM-320PD14 | [5 empty] | Bescom | HSEPL | Clean Solar Power Tumkur Private Limited | Meera Corporation Kr | 2023-03-15 | 12
CNHalli_Block3 | Modules | CNHalli_Block3_SMB4.3_S5 | PV Solar Module String |  | CNHalli_BLOCK_3_SMB4.3 | - | 13.44 | 320W | - | 42 | Modules | Main Inventry | In Operation |  | In Warranty | Trina Solar Co. Ltd. | 2017-09-26 | 2027-09-26 | 120 | TED-A11042-1808-XSC-0109-0 | Trina Solar Co. Ltd. | HSEPL | TSM-320PD14 | [5 empty] | Bescom | HSEPL | Clean Solar Power Tumkur Private Limited | Meera Corporation Kr | 2023-03-15 | 12
CNHalli_Block3 | Modules | CNHalli_Block3_SMB4.3_S6 | PV Solar Module String |  | CNHalli_BLOCK_3_SMB4.3 | - | 13.44 | 320W | - | 42 | Modules | Main Inventry | In Operation |  | In Warranty | Trina Solar Co. Ltd. | 2017-09-26 | 2027-09-26 | 120 | TED-A11042-1808-XSC-0109-0 | Trina Solar Co. Ltd. | HSEPL | TSM-320PD14 | [5 empty] | Bescom | HSEPL | Clean Solar Power Tumkur Private Limited | Meera Corporation Kr | 2023-03-15 | 12
CNHalli_Block3 | Modules | CNHalli_Block3_SMB4.3_S7 | PV Solar Module String |  | CNHalli_BLOCK_3_SMB4.3 | - | 13.44 | 320W | - | 42 | Modules | Main Inventry | In Operation |  | In Warranty | Trina Solar Co. Ltd. | 2017-09-26 | 2027-09-26 | 120 | TED-A11042-1808-XSC-0109-0 | Trina Solar Co. Ltd. | HSEPL | TSM-320PD14 | [5 empty] | Bescom | HSEPL | Clean Solar Power Tumkur Private Limited | Meera Corporation Kr | 2023-03-15 | 12
CNHalli_Block3 | Modules | CNHalli_Block3_SMB4.3_S8 | PV Solar Module String |  | CNHalli_BLOCK_3_SMB4.3 | - | 13.44 | 320W | - | 42 | Modules | Main Inventry | In Operation |  | In Warranty | Trina Solar Co. Ltd. | 2017-09-26 | 2027-09-26 | 120 | TED-A11042-1808-XSC-0109-0 | Trina Solar Co. Ltd. | HSEPL | TSM-320PD14 | [5 empty] | Bescom | HSEPL | Clean Solar Power Tumkur Private Limited | Meera Corporation Kr | 2023-03-15 | 12
CNHalli_Block3 | Modules | CNHalli_Block3_SMB4.3_S9 | PV Solar Module String |  | CNHalli_BLOCK_3_SMB4.3 | - | 13.44 | 320W | - | 42 | Modules | Main Inventry | In Operation |  | In Warranty | Trina Solar Co. Ltd. | 2017-09-26 | 2027-09-26 | 120 | TED-A11042-1808-XSC-0109-0 | Trina Solar Co. Ltd. | HSEPL | TSM-320PD14 | [5 empty] | Bescom | HSEPL | Clean Solar Power Tumkur Private Limited | Meera Corporation Kr | 2023-03-15 | 12
CNHalli_Block3 | Modules | CNHalli_Block3_SMB4.3_S10 | PV Solar Module String |  | CNHalli_BLOCK_3_SMB4.3 | - | 13.44 | 320W | - | 42 | Modules | Main Inventry | In Operation |  | In Warranty | Trina Solar Co. Ltd. | 2017-09-26 | 2027-09-26 | 120 | TED-A11042-1808-XSC-0109-0 | Trina Solar Co. Ltd. | HSEPL | TSM-320PD14 | [5 empty] | Bescom | HSEPL | Clean Solar Power Tumkur Private Limited | Meera Corporation Kr | 2023-03-15 | 12
CNHalli_Block3 | Modules | CNHalli_Block3_SMB4.3_S11 | PV Solar Module String |  | CNHalli_BLOCK_3_SMB4.3 | - | 13.44 | 320W | - | 42 | Modules | Main Inventry | In Operation |  | In Warranty | Trina Solar Co. Ltd. | 2017-09-26 | 2027-09-26 | 120 | TED-A11042-1808-XSC-0109-0 | Trina Solar Co. Ltd. | HSEPL | TSM-320PD14 | [5 empty] | Bescom | HSEPL | Clean Solar Power Tumkur Private Limited | Meera Corporation Kr | 2023-03-15 | 12
CNHalli_Block3 | Modules | CNHalli_Block3_SMB4.3_S12 | PV Solar Module String |  | CNHalli_BLOCK_3_SMB4.3 | - | 13.44 | 320W | - | 42 | Modules | Main Inventry | In Operation |  | In Warranty | Trina Solar Co. Ltd. | 2017-09-26 | 2027-09-26 | 120 | TED-A11042-1808-XSC-0109-0 | Trina Solar Co. Ltd. | HSEPL | TSM-320PD14 | [5 empty] | Bescom | HSEPL | Clean Solar Power Tumkur Private Limited | Meera Corporation Kr | 2023-03-15 | 12
CNHalli_Block3 | Modules | CNHalli_Block3_SMB4.4_S1 | PV Solar Module String |  | CNHalli_BLOCK_3_SMB4.4 | - | 13.44 | 320W | - | 42 | Modules | Main Inventry | In Operation |  | In Warranty | Trina Solar Co. Ltd. | 2017-09-26 | 2027-09-26 | 120 | TED-A11042-1808-XSC-0109-0 | Trina Solar Co. Ltd. | HSEPL | TSM-320PD14 | [5 empty] | Bescom | HSEPL | Clean Solar Power Tumkur Private Limited | Meera Corporation Kr | 2023-03-15 | 12
CNHalli_Block3 | Modules | CNHalli_Block3_SMB4.4_S2 | PV Solar Module String |  | CNHalli_BLOCK_3_SMB4.4 | - | 13.44 | 320W | - | 42 | Modules | Main Inventry | In Operation |  | In Warranty | Trina Solar Co. Ltd. | 2017-09-26 | 2027-09-26 | 120 | TED-A11042-1808-XSC-0109-0 | Trina Solar Co. Ltd. | HSEPL | TSM-320PD14 | [5 empty] | Bescom | HSEPL | Clean Solar Power Tumkur Private Limited | Meera Corporation Kr | 2023-03-15 | 12
CNHalli_Block3 | Modules | CNHalli_Block3_SMB4.4_S3 | PV Solar Module String |  | CNHalli_BLOCK_3_SMB4.4 | - | 13.44 | 320W | - | 42 | Modules | Main Inventry | In Operation |  | In Warranty | Trina Solar Co. Ltd. | 2017-09-26 | 2027-09-26 | 120 | TED-A11042-1808-XSC-0109-0 | Trina Solar Co. Ltd. | HSEPL | TSM-320PD14 | [5 empty] | Bescom | HSEPL | Clean Solar Power Tumkur Private Limited | Meera Corporation Kr | 2023-03-15 | 12
CNHalli_Block3 | Modules | CNHalli_Block3_SMB4.4_S4 | PV Solar Module String |  | CNHalli_BLOCK_3_SMB4.4 | - | 13.44 | 320W | - | 42 | Modules | Main Inventry | In Operation |  | In Warranty | Trina Solar Co. Ltd. | 2017-09-26 | 2027-09-26 | 120 | TED-A11042-1808-XSC-0109-0 | Trina Solar Co. Ltd. | HSEPL | TSM-320PD14 | [5 empty] | Bescom | HSEPL | Clean Solar Power Tumkur Private Limited | Meera Corporation Kr | 2023-03-15 | 12
CNHalli_Block3 | Modules | CNHalli_Block3_SMB4.4_S5 | PV Solar Module String |  | CNHalli_BLOCK_3_SMB4.4 | - | 13.44 | 320W | - | 42 | Modules | Main Inventry | In Operation |  | In Warranty | Trina Solar Co. Ltd. | 2017-09-26 | 2027-09-26 | 120 | TED-A11042-1808-XSC-0109-0 | Trina Solar Co. Ltd. | HSEPL | TSM-320PD14 | [5 empty] | Bescom | HSEPL | Clean Solar Power Tumkur Private Limited | Meera Corporation Kr | 2023-03-15 | 12
CNHalli_Block3 | Modules | CNHalli_Block3_SMB4.4_S6 | PV Solar Module String |  | CNHalli_BLOCK_3_SMB4.4 | - | 13.44 | 320W | - | 42 | Modules | Main Inventry | In Operation |  | In Warranty | Trina Solar Co. Ltd. | 2017-09-26 | 2027-09-26 | 120 | TED-A11042-1808-XSC-0109-0 | Trina Solar Co. Ltd. | HSEPL | TSM-320PD14 | [5 empty] | Bescom | HSEPL | Clean Solar Power Tumkur Private Limited | Meera Corporation Kr | 2023-03-15 | 12
CNHalli_Block3 | Modules | CNHalli_Block3_SMB4.4_S7 | PV Solar Module String |  | CNHalli_BLOCK_3_SMB4.4 | - | 13.44 | 320W | - | 42 | Modules | Main Inventry | In Operation |  | In Warranty | Trina Solar Co. Ltd. | 2017-09-26 | 2027-09-26 | 120 | TED-A11042-1808-XSC-0109-0 | Trina Solar Co. Ltd. | HSEPL | TSM-320PD14 | [5 empty] | Bescom | HSEPL | Clean Solar Power Tumkur Private Limited | Meera Corporation Kr | 2023-03-15 | 12
CNHalli_Block3 | Modules | CNHalli_Block3_SMB4.4_S8 | PV Solar Module String |  | CNHalli_BLOCK_3_SMB4.4 | - | 13.44 | 320W | - | 42 | Modules | Main Inventry | In Operation |  | In Warranty | Trina Solar Co. Ltd. | 2017-09-26 | 2027-09-26 | 120 | TED-A11042-1808-XSC-0109-0 | Trina Solar Co. Ltd. | HSEPL | TSM-320PD14 | [5 empty] | Bescom | HSEPL | Clean Solar Power Tumkur Private Limited | Meera Corporation Kr | 2023-03-15 | 12
CNHalli_Block3 | Modules | CNHalli_Block3_SMB4.4_S9 | PV Solar Module String |  | CNHalli_BLOCK_3_SMB4.4 | - | 13.44 | 320W | - | 42 | Modules | Main Inventry | In Operation |  | In Warranty | Trina Solar Co. Ltd. | 2017-09-26 | 2027-09-26 | 120 | TED-A11042-1808-XSC-0109-0 | Trina Solar Co. Ltd. | HSEPL | TSM-320PD14 | [5 empty] | Bescom | HSEPL | Clean Solar Power Tumkur Private Limited | Meera Corporation Kr | 2023-03-15 | 12
CNHalli_Block3 | Modules | CNHalli_Block3_SMB4.4_S10 | PV Solar Module String |  | CNHalli_BLOCK_3_SMB4.4 | - | 13.44 | 320W | - | 42 | Modules | Main Inventry | In Operation |  | In Warranty | Trina Solar Co. Ltd. | 2017-09-26 | 2027-09-26 | 120 | TED-A11042-1808-XSC-0109-0 | Trina Solar Co. Ltd. | HSEPL | TSM-320PD14 | [5 empty] | Bescom | HSEPL | Clean Solar Power Tumkur Private Limited | Meera Corporation Kr | 2023-03-15 | 12
CNHalli_Block3 | Modules | CNHalli_Block3_SMB4.4_S11 | PV Solar Module String |  | CNHalli_BLOCK_3_SMB4.4 | - | 13.44 | 320W | - | 42 | Modules | Main Inventry | In Operation |  | In Warranty | Trina Solar Co. Ltd. | 2017-09-26 | 2027-09-26 | 120 | TED-A11042-1808-XSC-0109-0 | Trina Solar Co. Ltd. | HSEPL | TSM-320PD14 | [5 empty] | Bescom | HSEPL | Clean Solar Power Tumkur Private Limited | Meera Corporation Kr | 2023-03-15 | 12
CNHalli_Block3 | Modules | CNHalli_Block3_SMB4.4_S12 | PV Solar Module String |  | CNHalli_BLOCK_3_SMB4.4 | - | 13.44 | 320W | - | 42 | Modules | Main Inventry | In Operation |  | In Warranty | Trina Solar Co. Ltd. | 2017-09-26 | 2027-09-26 | 120 | TED-A11042-1808-XSC-0109-0 | Trina Solar Co. Ltd. | HSEPL | TSM-320PD14 | [5 empty] | Bescom | HSEPL | Clean Solar Power Tumkur Private Limited | Meera Corporation Kr | 2023-03-15 | 12
CNHalli_Block3 | Modules | CNHalli_Block3_SMB4.5_S1 | PV Solar Module String |  | CNHalli_BLOCK_3_SMB4.5 | - | 13.44 | 320W | - | 42 | Modules | Main Inventry | In Operation |  | In Warranty | Trina Solar Co. Ltd. | 2017-09-26 | 2027-09-26 | 120 | TED-A11042-1808-XSC-0109-0 | Trina Solar Co. Ltd. | HSEPL | TSM-320PD14 | [5 empty] | Bescom | HSEPL | Clean Solar Power Tumkur Private Limited | Meera Corporation Kr | 2023-03-15 | 12
CNHalli_Block3 | Modules | CNHalli_Block3_SMB4.5_S2 | PV Solar Module String |  | CNHalli_BLOCK_3_SMB4.5 | - | 13.44 | 320W | - | 42 | Modules | Main Inventry | In Operation |  | In Warranty | Trina Solar Co. Ltd. | 2017-09-26 | 2027-09-26 | 120 | TED-A11042-1808-XSC-0109-0 | Trina Solar Co. Ltd. | HSEPL | TSM-320PD14 | [5 empty] | Bescom | HSEPL | Clean Solar Power Tumkur Private Limited | Meera Corporation Kr | 2023-03-15 | 12
CNHalli_Block3 | Modules | CNHalli_Block3_SMB4.5_S3 | PV Solar Module String |  | CNHalli_BLOCK_3_SMB4.5 | - | 13.44 | 320W | - | 42 | Modules | Main Inventry | In Operation |  | In Warranty | Trina Solar Co. Ltd. | 2017-09-26 | 2027-09-26 | 120 | TED-A11042-1808-XSC-0109-0 | Trina Solar Co. Ltd. | HSEPL | TSM-320PD14 | [5 empty] | Bescom | HSEPL | Clean Solar Power Tumkur Private Limited | Meera Corporation Kr | 2023-03-15 | 12
CNHalli_Block3 | Modules | CNHalli_Block3_SMB4.5_S4 | PV Solar Module String |  | CNHalli_BLOCK_3_SMB4.5 | - | 13.44 | 320W | - | 42 | Modules | Main Inventry | In Operation |  | In Warranty | Trina Solar Co. Ltd. | 2017-09-26 | 2027-09-26 | 120 | TED-A11042-1808-XSC-0109-0 | Trina Solar Co. Ltd. | HSEPL | TSM-320PD14 | [5 empty] | Bescom | HSEPL | Clean Solar Power Tumkur Private Limited | Meera Corporation Kr | 2023-03-15 | 12
CNHalli_Block3 | Modules | CNHalli_Block3_SMB4.5_S5 | PV Solar Module String |  | CNHalli_BLOCK_3_SMB4.5 | - | 13.44 | 320W | - | 42 | Modules | Main Inventry | In Operation |  | In Warranty | Trina Solar Co. Ltd. | 2017-09-26 | 2027-09-26 | 120 | TED-A11042-1808-XSC-0109-0 | Trina Solar Co. Ltd. | HSEPL | TSM-320PD14 | [5 empty] | Bescom | HSEPL | Clean Solar Power Tumkur Private Limited | Meera Corporation Kr | 2023-03-15 | 12
CNHalli_Block3 | Modules | CNHalli_Block3_SMB4.5_S6 | PV Solar Module String |  | CNHalli_BLOCK_3_SMB4.5 | - | 13.44 | 320W | - | 42 | Modules | Main Inventry | In Operation |  | In Warranty | Trina Solar Co. Ltd. | 2017-09-26 | 2027-09-26 | 120 | TED-A11042-1808-XSC-0109-0 | Trina Solar Co. Ltd. | HSEPL | TSM-320PD14 | [5 empty] | Bescom | HSEPL | Clean Solar Power Tumkur Private Limited | Meera Corporation Kr | 2023-03-15 | 12
CNHalli_Block3 | Modules | CNHalli_Block3_SMB4.5_S7 | PV Solar Module String |  | CNHalli_BLOCK_3_SMB4.5 | - | 13.44 | 320W | - | 42 | Modules | Main Inventry | In Operation |  | In Warranty | Trina Solar Co. Ltd. | 2017-09-26 | 2027-09-26 | 120 | TED-A11042-1808-XSC-0109-0 | Trina Solar Co. Ltd. | HSEPL | TSM-320PD14 | [5 empty] | Bescom | HSEPL | Clean Solar Power Tumkur Private Limited | Meera Corporation Kr | 2023-03-15 | 12
CNHalli_Block3 | Modules | CNHalli_Block3_SMB4.5_S8 | PV Solar Module String |  | CNHalli_BLOCK_3_SMB4.5 | - | 13.44 | 320W | - | 42 | Modules | Main Inventry | In Operation |  | In Warranty | Trina Solar Co. Ltd. | 2017-09-26 | 2027-09-26 | 120 | TED-A11042-1808-XSC-0109-0 | Trina Solar Co. Ltd. | HSEPL | TSM-320PD14 | [5 empty] | Bescom | HSEPL | Clean Solar Power Tumkur Private Limited | Meera Corporation Kr | 2023-03-15 | 12
CNHalli_Block3 | Modules | CNHalli_Block3_SMB4.5_S9 | PV Solar Module String |  | CNHalli_BLOCK_3_SMB4.5 | - | 13.44 | 320W | - | 42 | Modules | Main Inventry | In Operation |  | In Warranty | Trina Solar Co. Ltd. | 2017-09-26 | 2027-09-26 | 120 | TED-A11042-1808-XSC-0109-0 | Trina Solar Co. Ltd. | HSEPL | TSM-320PD14 | [5 empty] | Bescom | HSEPL | Clean Solar Power Tumkur Private Limited | Meera Corporation Kr | 2023-03-15 | 12
CNHalli_Block3 | Modules | CNHalli_Block3_SMB4.5_S10 | PV Solar Module String |  | CNHalli_BLOCK_3_SMB4.5 | - | 13.44 | 320W | - | 42 | Modules | Main Inventry | In Operation |  | In Warranty | Trina Solar Co. Ltd. | 2017-09-26 | 2027-09-26 | 120 | TED-A11042-1808-XSC-0109-0 | Trina Solar Co. Ltd. | HSEPL | TSM-320PD14 | [5 empty] | Bescom | HSEPL | Clean Solar Power Tumkur Private Limited | Meera Corporation Kr | 2023-03-15 | 12
CNHalli_Block3 | Modules | CNHalli_Block3_SMB4.5_S11 | PV Solar Module String |  | CNHalli_BLOCK_3_SMB4.5 | - | 13.44 | 320W | - | 42 | Modules | Main Inventry | In Operation |  | In Warranty | Trina Solar Co. Ltd. | 2017-09-26 | 2027-09-26 | 120 | TED-A11042-1808-XSC-0109-0 | Trina Solar Co. Ltd. | HSEPL | TSM-320PD14 | [5 empty] | Bescom | HSEPL | Clean Solar Power Tumkur Private Limited | Meera Corporation Kr | 2023-03-15 | 12
CNHalli_Block3 | Modules | CNHalli_Block3_SMB4.5_S12 | PV Solar Module String |  | CNHalli_BLOCK_3_SMB4.5 | - | 13.44 | 320W | - | 42 | Modules | Main Inventry | In Operation |  | In Warranty | Trina Solar Co. Ltd. | 2017-09-26 | 2027-09-26 | 120 | TED-A11042-1808-XSC-0109-0 | Trina Solar Co. Ltd. | HSEPL | TSM-320PD14 | [5 empty] | Bescom | HSEPL | Clean Solar Power Tumkur Private Limited | Meera Corporation Kr | 2023-03-15 | 12
CNHalli_Block3 | Modules | CNHalli_Block3_SMB4.6_S1 | PV Solar Module String |  | CNHalli_BLOCK_3_SMB4.6 | - | 13.44 | 320W | - | 42 | Modules | Main Inventry | In Operation |  | In Warranty | Trina Solar Co. Ltd. | 2017-09-26 | 2027-09-26 | 120 | TED-A11042-1808-XSC-0109-0 | Trina Solar Co. Ltd. | HSEPL | TSM-320PD14 | [5 empty] | Bescom | HSEPL | Clean Solar Power Tumkur Private Limited | Meera Corporation Kr | 2023-03-15 | 12
CNHalli_Block3 | Modules | CNHalli_Block3_SMB4.6_S2 | PV Solar Module String |  | CNHalli_BLOCK_3_SMB4.6 | - | 13.44 | 320W | - | 42 | Modules | Main Inventry | In Operation |  | In Warranty | Trina Solar Co. Ltd. | 2017-09-26 | 2027-09-26 | 120 | TED-A11042-1808-XSC-0109-0 | Trina Solar Co. Ltd. | HSEPL | TSM-320PD14 | [5 empty] | Bescom | HSEPL | Clean Solar Power Tumkur Private Limited | Meera Corporation Kr | 2023-03-15 | 12
CNHalli_Block3 | Modules | CNHalli_Block3_SMB4.6_S3 | PV Solar Module String |  | CNHalli_BLOCK_3_SMB4.6 | - | 13.44 | 320W | - | 42 | Modules | Main Inventry | In Operation |  | In Warranty | Trina Solar Co. Ltd. | 2017-09-26 | 2027-09-26 | 120 | TED-A11042-1808-XSC-0109-0 | Trina Solar Co. Ltd. | HSEPL | TSM-320PD14 | [5 empty] | Bescom | HSEPL | Clean Solar Power Tumkur Private Limited | Meera Corporation Kr | 2023-03-15 | 12
CNHalli_Block3 | Modules | CNHalli_Block3_SMB4.6_S4 | PV Solar Module String |  | CNHalli_BLOCK_3_SMB4.6 | - | 13.44 | 320W | - | 42 | Modules | Main Inventry | In Operation |  | In Warranty | Trina Solar Co. Ltd. | 2017-09-26 | 2027-09-26 | 120 | TED-A11042-1808-XSC-0109-0 | Trina Solar Co. Ltd. | HSEPL | TSM-320PD14 | [5 empty] | Bescom | HSEPL | Clean Solar Power Tumkur Private Limited | Meera Corporation Kr | 2023-03-15 | 12
CNHalli_Block3 | Modules | CNHalli_Block3_SMB4.6_S5 | PV Solar Module String |  | CNHalli_BLOCK_3_SMB4.6 | - | 13.44 | 320W | - | 42 | Modules | Main Inventry | In Operation |  | In Warranty | Trina Solar Co. Ltd. | 2017-09-26 | 2027-09-26 | 120 | TED-A11042-1808-XSC-0109-0 | Trina Solar Co. Ltd. | HSEPL | TSM-320PD14 | [5 empty] | Bescom | HSEPL | Clean Solar Power Tumkur Private Limited | Meera Corporation Kr | 2023-03-15 | 12
CNHalli_Block3 | Modules | CNHalli_Block3_SMB4.6_S6 | PV Solar Module String |  | CNHalli_BLOCK_3_SMB4.6 | - | 13.44 | 320W | - | 42 | Modules | Main Inventry | In Operation |  | In Warranty | Trina Solar Co. Ltd. | 2017-09-26 | 2027-09-26 | 120 | TED-A11042-1808-XSC-0109-0 | Trina Solar Co. Ltd. | HSEPL | TSM-320PD14 | [5 empty] | Bescom | HSEPL | Clean Solar Power Tumkur Private Limited | Meera Corporation Kr | 2023-03-15 | 12
CNHalli_Block3 | Modules | CNHalli_Block3_SMB4.6_S7 | PV Solar Module String |  | CNHalli_BLOCK_3_SMB4.6 | - | 13.44 | 320W | - | 42 | Modules | Main Inventry | In Operation |  | In Warranty | Trina Solar Co. Ltd. | 2017-09-26 | 2027-09-26 | 120 | TED-A11042-1808-XSC-0109-0 | Trina Solar Co. Ltd. | HSEPL | TSM-320PD14 | [5 empty] | Bescom | HSEPL | Clean Solar Power Tumkur Private Limited | Meera Corporation Kr | 2023-03-15 | 12
CNHalli_Block3 | Modules | CNHalli_Block3_SMB4.6_S8 | PV Solar Module String |  | CNHalli_BLOCK_3_SMB4.6 | - | 13.44 | 320W | - | 42 | Modules | Main Inventry | In Operation |  | In Warranty | Trina Solar Co. Ltd. | 2017-09-26 | 2027-09-26 | 120 | TED-A11042-1808-XSC-0109-0 | Trina Solar Co. Ltd. | HSEPL | TSM-320PD14 | [5 empty] | Bescom | HSEPL | Clean Solar Power Tumkur Private Limited | Meera Corporation Kr | 2023-03-15 | 12
CNHalli_Block3 | Modules | CNHalli_Block3_SMB4.6_S9 | PV Solar Module String |  | CNHalli_BLOCK_3_SMB4.6 | - | 13.44 | 320W | - | 42 | Modules | Main Inventry | In Operation |  | In Warranty | Trina Solar Co. Ltd. | 2017-09-26 | 2027-09-26 | 120 | TED-A11042-1808-XSC-0109-0 | Trina Solar Co. Ltd. | HSEPL | TSM-320PD14 | [5 empty] | Bescom | HSEPL | Clean Solar Power Tumkur Private Limited | Meera Corporation Kr | 2023-03-15 | 12
CNHalli_Block3 | Modules | CNHalli_Block3_SMB4.6_S10 | PV Solar Module String |  | CNHalli_BLOCK_3_SMB4.6 | - | 13.44 | 320W | - | 42 | Modules | Main Inventry | In Operation |  | In Warranty | Trina Solar Co. Ltd. | 2017-09-26 | 2027-09-26 | 120 | TED-A11042-1808-XSC-0109-0 | Trina Solar Co. Ltd. | HSEPL | TSM-320PD14 | [5 empty] | Bescom | HSEPL | Clean Solar Power Tumkur Private Limited | Meera Corporation Kr | 2023-03-15 | 12
CNHalli_Block3 | Modules | CNHalli_Block3_SMB4.6_S11 | PV Solar Module String |  | CNHalli_BLOCK_3_SMB4.6 | - | 13.44 | 320W | - | 42 | Modules | Main Inventry | In Operation |  | In Warranty | Trina Solar Co. Ltd. | 2017-09-26 | 2027-09-26 | 120 | TED-A11042-1808-XSC-0109-0 | Trina Solar Co. Ltd. | HSEPL | TSM-320PD14 | [5 empty] | Bescom | HSEPL | Clean Solar Power Tumkur Private Limited | Meera Corporation Kr | 2023-03-15 | 12
CNHalli_Block3 | Modules | CNHalli_Block3_SMB4.6_S12 | PV Solar Module String |  | CNHalli_BLOCK_3_SMB4.6 | - | 13.44 | 320W | - | 42 | Modules | Main Inventry | In Operation |  | In Warranty | Trina Solar Co. Ltd. | 2017-09-26 | 2027-09-26 | 120 | TED-A11042-1808-XSC-0109-0 | Trina Solar Co. Ltd. | HSEPL | TSM-320PD14 | [5 empty] | Bescom | HSEPL | Clean Solar Power Tumkur Private Limited | Meera Corporation Kr | 2023-03-15 | 12
CNHalli_Block3 | Modules | CNHalli_Block3_SMB4.7_S1 | PV Solar Module String |  | CNHalli_BLOCK_3_SMB4.7 | - | 13.44 | 320W | - | 42 | Modules | Main Inventry | In Operation |  | In Warranty | Trina Solar Co. Ltd. | 2017-09-26 | 2027-09-26 | 120 | TED-A11042-1808-XSC-0109-0 | Trina Solar Co. Ltd. | HSEPL | TSM-320PD14 | [5 empty] | Bescom | HSEPL | Clean Solar Power Tumkur Private Limited | Meera Corporation Kr | 2023-03-15 | 12
CNHalli_Block3 | Modules | CNHalli_Block3_SMB4.7_S2 | PV Solar Module String |  | CNHalli_BLOCK_3_SMB4.7 | - | 13.44 | 320W | - | 42 | Modules | Main Inventry | In Operation |  | In Warranty | Trina Solar Co. Ltd. | 2017-09-26 | 2027-09-26 | 120 | TED-A11042-1808-XSC-0109-0 | Trina Solar Co. Ltd. | HSEPL | TSM-320PD14 | [5 empty] | Bescom | HSEPL | Clean Solar Power Tumkur Private Limited | Meera Corporation Kr | 2023-03-15 | 12
CNHalli_Block3 | Modules | CNHalli_Block3_SMB4.7_S3 | PV Solar Module String |  | CNHalli_BLOCK_3_SMB4.7 | - | 13.44 | 320W | - | 42 | Modules | Main Inventry | In Operation |  | In Warranty | Trina Solar Co. Ltd. | 2017-09-26 | 2027-09-26 | 120 | TED-A11042-1808-XSC-0109-0 | Trina Solar Co. Ltd. | HSEPL | TSM-320PD14 | [5 empty] | Bescom | HSEPL | Clean Solar Power Tumkur Private Limited | Meera Corporation Kr | 2023-03-15 | 12
CNHalli_Block3 | Modules | CNHalli_Block3_SMB4.7_S4 | PV Solar Module String |  | CNHalli_BLOCK_3_SMB4.7 | - | 13.44 | 320W | - | 42 | Modules | Main Inventry | In Operation |  | In Warranty | Trina Solar Co. Ltd. | 2017-09-26 | 2027-09-26 | 120 | TED-A11042-1808-XSC-0109-0 | Trina Solar Co. Ltd. | HSEPL | TSM-320PD14 | [5 empty] | Bescom | HSEPL | Clean Solar Power Tumkur Private Limited | Meera Corporation Kr | 2023-03-15 | 12
CNHalli_Block3 | Modules | CNHalli_Block3_SMB4.7_S5 | PV Solar Module String |  | CNHalli_BLOCK_3_SMB4.7 | - | 13.44 | 320W | - | 42 | Modules | Main Inventry | In Operation |  | In Warranty | Trina Solar Co. Ltd. | 2017-09-26 | 2027-09-26 | 120 | TED-A11042-1808-XSC-0109-0 | Trina Solar Co. Ltd. | HSEPL | TSM-320PD14 | [5 empty] | Bescom | HSEPL | Clean Solar Power Tumkur Private Limited | Meera Corporation Kr | 2023-03-15 | 12
CNHalli_Block3 | Modules | CNHalli_Block3_SMB4.7_S6 | PV Solar Module String |  | CNHalli_BLOCK_3_SMB4.7 | - | 13.44 | 320W | - | 42 | Modules | Main Inventry | In Operation |  | In Warranty | Trina Solar Co. Ltd. | 2017-09-26 | 2027-09-26 | 120 | TED-A11042-1808-XSC-0109-0 | Trina Solar Co. Ltd. | HSEPL | TSM-320PD14 | [5 empty] | Bescom | HSEPL | Clean Solar Power Tumkur Private Limited | Meera Corporation Kr | 2023-03-15 | 12
CNHalli_Block3 | Modules | CNHalli_Block3_SMB4.7_S7 | PV Solar Module String |  | CNHalli_BLOCK_3_SMB4.7 | - | 13.44 | 320W | - | 42 | Modules | Main Inventry | In Operation |  | In Warranty | Trina Solar Co. Ltd. | 2017-09-26 | 2027-09-26 | 120 | TED-A11042-1808-XSC-0109-0 | Trina Solar Co. Ltd. | HSEPL | TSM-320PD14 | [5 empty] | Bescom | HSEPL | Clean Solar Power Tumkur Private Limited | Meera Corporation Kr | 2023-03-15 | 12
CNHalli_Block3 | Modules | CNHalli_Block3_SMB4.7_S8 | PV Solar Module String |  | CNHalli_BLOCK_3_SMB4.7 | - | 13.44 | 320W | - | 42 | Modules | Main Inventry | In Operation |  | In Warranty | Trina Solar Co. Ltd. | 2017-09-26 | 2027-09-26 | 120 | TED-A11042-1808-XSC-0109-0 | Trina Solar Co. Ltd. | HSEPL | TSM-320PD14 | [5 empty] | Bescom | HSEPL | Clean Solar Power Tumkur Private Limited | Meera Corporation Kr | 2023-03-15 | 12
CNHalli_Block3 | Modules | CNHalli_Block3_SMB4.7_S9 | PV Solar Module String |  | CNHalli_BLOCK_3_SMB4.7 | - | 13.44 | 320W | - | 42 | Modules | Main Inventry | In Operation |  | In Warranty | Trina Solar Co. Ltd. | 2017-09-26 | 2027-09-26 | 120 | TED-A11042-1808-XSC-0109-0 | Trina Solar Co. Ltd. | HSEPL | TSM-320PD14 | [5 empty] | Bescom | HSEPL | Clean Solar Power Tumkur Private Limited | Meera Corporation Kr | 2023-03-15 | 12
CNHalli_Block4 | Transformer | CNHalli_Block4_IDT4 | Inverter Duty Transformer |  | CNHalli_BLOCK_4 | 2187002 | - | - | 4.4 MVA,11KV/405V, | 1 | Transformer | Main Inventry | In Operation |  | Out of Warranty | Toshiba Transmission & Distribution Systems (India) Pvt. Ltd. | 2017-09-26 | 2022-09-25 | 60 | D17000379 | Toshiba Transmission & Distribution Systems (India) Pvt. Ltd. | L&T | ONAN | [5 empty] | Bescom | HSEPL | Clean Solar Power Tumkur Private Limited | Meera Corporation Kr | 2022-12-08 | 12
CNHalli_Block4 | ACDB | CNHalli_Block4_ACDB | ACDB |  | CNHalli_BLOCK_4 | - | - | - | 415v / 32A | 1 | ACDB | Main Inventry | In Operation |  | Out of Warranty | StahllformTechnik Pvt. Ltd. | 2017-09-26 | 2022-09-25 | 60 | NA | StahllformTechnik Pvt. Ltd. | L&T | Outdoor floor Mouinting | [5 empty] | Bescom | HSEPL | Clean Solar Power Tumkur Private Limited | Meera Corporation Kr | - | NA
CNHalli_Block4 | Inverter | CNHalli_Block4_INV1 | Inverter-1 |  | CNHalli_BLOCK_4 | 180805097 | 1102.26 | DC-1000V, 1635A | AC- 1100kva /OP-405,1586A | 1 | Inverter | Main Inventry | In Operation |  | In Warranty | SMA Solar Technology AG | 2017-09-26 | 2023-09-18 | 78 | 401893921 | SMA Solar Technology AG | HSEPL | Sunny Central 1000CP XT | [5 empty] | Bescom | HSEPL | Clean Solar Power Tumkur Private Limited | Meera Corporation Kr | - | NA
CNHalli_Block4 | Inverter | CNHalli_Block4_INV2 | Inverter-2 |  | CNHalli_BLOCK_4 | 180804837 | 1102.08 | DC-1000V, 1635A | AC- 1100kva /OP-405,1586A | 1 | Inverter | Main Inventry | In Operation |  | In Warranty | SMA Solar Technology AG | 2017-09-26 | 2023-09-18 | 78 | 401893921 | SMA Solar Technology AG | HSEPL | Sunny Central 1000CP XT | [5 empty] | Bescom | HSEPL | Clean Solar Power Tumkur Private Limited | Meera Corporation Kr | - | NA
CNHalli_Block4 | Inverter | CNHalli_Block4_INV3 | Inverter-3 |  | CNHalli_BLOCK_4 | 180804987 | 1102.08 | DC-1000V, 1635A | AC- 1100kva /OP-405,1586A | 1 | Inverter | Main Inventry | In Operation |  | In Warranty | SMA Solar Technology AG | 2017-09-26 | 2023-09-18 | 78 | 401893921 | SMA Solar Technology AG | HSEPL | Sunny Central 1000CP XT | [5 empty] | Bescom | HSEPL | Clean Solar Power Tumkur Private Limited | Meera Corporation Kr | - | NA
CNHalli_Block4 | Inverter | CNHalli_Block4_INV4 | Inverter-4 |  | CNHalli_BLOCK_4 | 180804980 | 1102.08 | DC-1000V, 1635A | AC- 1100kva /OP-405,1586A | 1 | Inverter | Main Inventry | In Operation |  | In Warranty | SMA Solar Technology AG | 2017-09-26 | 2023-09-18 | 78 | 401893921 | SMA Solar Technology AG | HSEPL | Sunny Central 1000CP XT | [5 empty] | Bescom | HSEPL | Clean Solar Power Tumkur Private Limited | Meera Corporation Kr | - | NA
CNHalli_Block4 | SCADA | CNHalli_Block4_PLC | PLC |  | CNHalli_BLOCK_4 | PRJ10124-P5 | - | 24v Dc | 230 AC | 1 | SCADA | Main Inventry | In Operation |  | Out of Warranty | GE Intelligent Platforms | 2017-09-26 | 2019-09-25 | 24 | NA | GE Intelligent Platforms | L&T | Outdoor floor Mouinting | [5 empty] | Bescom | HSEPL | Clean Solar Power Tumkur Private Limited | Meera Corporation Kr | - | NA
CNHalli_Block4 | SCADA | CNHalli_Block4_PLC | Master PLC - Processor |  | CNHalli_BLOCK_4 | PRJ10124-P5 | - | 24v Dc | 230 AC | 1 | SCADA | Main Inventry | In Operation |  | Out of Warranty | GE Intelligent Platforms | 2017-09-26 | 2019-09-25 | 24 | NA | GE Intelligent Platforms | L&T | Outdoor floor Mouinting | [5 empty] | Bescom | HSEPL | Clean Solar Power Tumkur Private Limited | Meera Corporation Kr | - | NA
CNHalli_Block4 | SCADA | CNHalli_Block4_PLC | Slave PLCs |  | CNHalli_BLOCK_4 | PRJ10124-P5 | - | 24v Dc | 230 AC | 4 | SCADA | Main Inventry | In Operation |  | Out of Warranty | GE Intelligent Platforms | 2017-09-26 | 2019-09-25 | 24 | NA | GE Intelligent Platforms | L&T | Outdoor floor Mouinting | [5 empty] | Bescom | HSEPL | Clean Solar Power Tumkur Private Limited | Meera Corporation Kr | - | NA
CNHalli_Block4 | SCADA | CNHalli_Block4_PLC | Ethernet Switch |  | CNHalli_BLOCK_4 | PRJ10124-P5 | - | 24v Dc | 230 AC | 2 | SCADA | Main Inventry | In Operation |  | Out of Warranty | GE Intelligent Platforms | 2017-09-26 | 2019-09-25 | 24 | NA | GE Intelligent Platforms | L&T | Outdoor floor Mouinting | [5 empty] | Bescom | HSEPL | Clean Solar Power Tumkur Private Limited | Meera Corporation Kr | - | NA
CNHalli_Block4 | SCADA | CNHalli_Block4_PLC | Analog Input Module |  | CNHalli_BLOCK_4 | PRJ10124-P5 | - | 24v Dc | 230 AC | 1 | SCADA | Main Inventry | In Operation |  | Out of Warranty | GE Intelligent Platforms | 2017-09-26 | 2019-09-25 | 24 | NA | GE Intelligent Platforms | L&T | Outdoor floor Mouinting | [5 empty] | Bescom | HSEPL | Clean Solar Power Tumkur Private Limited | Meera Corporation Kr | - | NA
CNHalli_Block4 | SCADA | CNHalli_Block4_PLC | Coverter(RS-232 TO RS-485/422) |  | CNHalli_BLOCK_4 | PRJ10124-P5 | - | 24v Dc | 230 AC | 4 | SCADA | Main Inventry | In Operation |  | Out of Warranty | GE Intelligent Platforms | 2017-09-26 | 2019-09-25 | 24 | NA | GE Intelligent Platforms | L&T | Outdoor floor Mouinting | [5 empty] | Bescom | HSEPL | Clean Solar Power Tumkur Private Limited | Meera Corporation Kr | - | NA
CNHalli_Block4 | SCADA | CNHalli_Block4_PLC | RTU LINK BOX |  | CNHalli_BLOCK_4 | PRJ10124-P5 | - | 24v Dc | 230 AC | 2 | SCADA | Main Inventry | In Operation |  | Out of Warranty | GE Intelligent Platforms | 2017-09-26 | 2019-09-25 | 24 | NA | GE Intelligent Platforms | L&T | Outdoor floor Mouinting | [5 empty] | Bescom | HSEPL | Clean Solar Power Tumkur Private Limited | Meera Corporation Kr | - | NA
CNHalli_Block4 | LIGHTING | CNHalli_Block4_LDB | LDB |  | CNHalli_BLOCK_4 | - | - | - | 415V / 32A | 1 | LTDB | Main Inventry | In Operation |  | Out of Warranty | StahllformTechnik Pvt. Ltd. | 2017-09-26 | 2022-09-25 | 60 | NA | StahllformTechnik Pvt. Ltd. | L&T | Oudoor wall Mouinting | [5 empty] | Bescom | HSEPL | Clean Solar Power Tumkur Private Limited | Meera Corporation Kr | - | NA
CNHalli_Block4 | SMB | CNHalli_Block4_INV1_SMB1 | BLOCK_4_SMB_1.1 |  | CNHalli_BLOCK_4_INV_1 | 17E01489GO | - | 1000VDC 266A | - | 1 | SCB | Main Inventry | In Operation |  | Out of Warranty | Statcon Energiaa Pvt. Ltd. | 2017-09-26 | 2022-09-25 | 60 | NA | Statcon Energiaa Pvt. Ltd. | L&T | 14IN 1OUT - Three Box Model | [5 empty] | Bescom | HSEPL | Clean Solar Power Tumkur Private Limited | Meera Corporation Kr | - | NA
CNHalli_Block4 | SMB | CNHalli_Block4_INV1_SMB2 | BLOCK_4_SMB_1.2 |  | CNHalli_BLOCK_4_INV_1 | 17E01454GO | - | 1000VDC 266A | - | 1 | SCB | Main Inventry | In Operation |  | Out of Warranty | Statcon Energiaa Pvt. Ltd. | 2017-09-26 | 2022-09-25 | 60 | NA | Statcon Energiaa Pvt. Ltd. | L&T | 14IN 1OUT - Three Box Model | [5 empty] | Bescom | HSEPL | Clean Solar Power Tumkur Private Limited | Meera Corporation Kr | - | NA
CNHalli_Block4 | SMB | CNHalli_Block4_INV1_SMB3 | BLOCK_4_SMB_1.3 |  | CNHalli_BLOCK_4_INV_1 | 17E01411GO | - | 1000VDC 266A | - | 1 | SCB | Main Inventry | In Operation |  | Out of Warranty | Statcon Energiaa Pvt. Ltd. | 2017-09-26 | 2022-09-25 | 60 | NA | Statcon Energiaa Pvt. Ltd. | L&T | 14IN 1OUT - Three Box Model | [5 empty] | Bescom | HSEPL | Clean Solar Power Tumkur Private Limited | Meera Corporation Kr | - | NA
CNHalli_Block4 | SMB | CNHalli_Block4_INV1_SMB4 | BLOCK_4_SMB_1.4 |  | CNHalli_BLOCK_4_INV_1 | 17E01441GO | - | 1000VDC 266A | - | 1 | SCB | Main Inventry | In Operation |  | Out of Warranty | Statcon Energiaa Pvt. Ltd. | 2017-09-26 | 2022-09-25 | 60 | NA | Statcon Energiaa Pvt. Ltd. | L&T | 14IN 1OUT - Three Box Model | [5 empty] | Bescom | HSEPL | Clean Solar Power Tumkur Private Limited | Meera Corporation Kr | - | NA
CNHalli_Block4 | SMB | CNHalli_Block4_INV1_SMB5 | BLOCK_4_SMB_1.5 |  | CNHalli_BLOCK_4_INV_1 | 17E01477GO | - | 1000VDC 266A | - | 1 | SCB | Main Inventry | In Operation |  | Out of Warranty | Statcon Energiaa Pvt. Ltd. | 2017-09-26 | 2022-09-25 | 60 | NA | Statcon Energiaa Pvt. Ltd. | L&T | 14IN 1OUT - Three Box Model | [5 empty] | Bescom | HSEPL | Clean Solar Power Tumkur Private Limited | Meera Corporation Kr | - | NA
CNHalli_Block4 | SMB | CNHalli_Block4_INV1_SMB6 | BLOCK_4_SMB_1.6 |  | CNHalli_BLOCK_4_INV_1 | 17E01470GO | - | 1000VDC 266A | - | 1 | SCB | Main Inventry | In Operation |  | Out of Warranty | Statcon Energiaa Pvt. Ltd. | 2017-09-26 | 2022-09-25 | 60 | NA | Statcon Energiaa Pvt. Ltd. | L&T | 14IN 1OUT - Three Box Model | [5 empty] | Bescom | HSEPL | Clean Solar Power Tumkur Private Limited | Meera Corporation Kr | - | NA
CNHalli_Block4 | SMB | CNHalli_Block4_INV1_SMB7 | BLOCK_4_SMB_1.7 |  | CNHalli_BLOCK_4_INV_1 | 17E01431GO | - | 1000VDC 266A | - | 1 | SCB | Main Inventry | In Operation |  | Out of Warranty | Statcon Energiaa Pvt. Ltd. | 2017-09-26 | 2022-09-25 | 60 | NA | Statcon Energiaa Pvt. Ltd. | L&T | 14IN 1OUT - Three Box Model | [5 empty] | Bescom | HSEPL | Clean Solar Power Tumkur Private Limited | Meera Corporation Kr | - | NA
CNHalli_Block4 | SMB | CNHalli_Block4_INV2_SMB1 | BLOCK_4_SMB_2.1 |  | CNHalli_BLOCK_4_INV_2 | N/A | - | 1000VDC 266A | - | 1 | SCB | Main Inventry | In Operation |  | Out of Warranty | Statcon Energiaa Pvt. Ltd. | 2017-09-26 | 2022-09-25 | 60 | NA | Statcon Energiaa Pvt. Ltd. | L&T | 14IN 1OUT - Three Box Model | [5 empty] | Bescom | HSEPL | Clean Solar Power Tumkur Private Limited | Meera Corporation Kr | - | NA
CNHalli_Block4 | SMB | CNHalli_Block4_INV2_SMB2 | BLOCK_4_SMB_2.2 |  | CNHalli_BLOCK_4_INV_2 | 17E01438GO | - | 1000VDC 266A | - | 1 | SCB | Main Inventry | In Operation |  | Out of Warranty | Statcon Energiaa Pvt. Ltd. | 2017-09-26 | 2022-09-25 | 60 | NA | Statcon Energiaa Pvt. Ltd. | L&T | 14IN 1OUT - Three Box Model | [5 empty] | Bescom | HSEPL | Clean Solar Power Tumkur Private Limited | Meera Corporation Kr | - | NA
CNHalli_Block4 | SMB | CNHalli_Block4_INV2_SMB3 | BLOCK_4_SMB_2.3 |  | CNHalli_BLOCK_4_INV_2 | 17E01484GO | - | 1000VDC 266A | - | 1 | SCB | Main Inventry | In Operation |  | Out of Warranty | Statcon Energiaa Pvt. Ltd. | 2017-09-26 | 2022-09-25 | 60 | NA | Statcon Energiaa Pvt. Ltd. | L&T | 14IN 1OUT - Three Box Model | [5 empty] | Bescom | HSEPL | Clean Solar Power Tumkur Private Limited | Meera Corporation Kr | - | NA
CNHalli_Block4 | SMB | CNHalli_Block4_INV2_SMB4 | BLOCK_4_SMB_2.4 |  | CNHalli_BLOCK_4_INV_2 | 17E01420GO | - | 1000VDC 266A | - | 1 | SCB | Main Inventry | In Operation |  | Out of Warranty | Statcon Energiaa Pvt. Ltd. | 2017-09-26 | 2022-09-25 | 60 | NA | Statcon Energiaa Pvt. Ltd. | L&T | 14IN 1OUT - Three Box Model | [5 empty] | Bescom | HSEPL | Clean Solar Power Tumkur Private Limited | Meera Corporation Kr | - | NA
CNHalli_Block4 | SMB | CNHalli_Block4_INV2_SMB5 | BLOCK_4_SMB_2.5 |  | CNHalli_BLOCK_4_INV_2 | 17E01445GO | - | 1000VDC 266A | - | 1 | SCB | Main Inventry | In Operation |  | Out of Warranty | Statcon Energiaa Pvt. Ltd. | 2017-09-26 | 2022-09-25 | 60 | NA | Statcon Energiaa Pvt. Ltd. | L&T | 14IN 1OUT - Three Box Model | [5 empty] | Bescom | HSEPL | Clean Solar Power Tumkur Private Limited | Meera Corporation Kr | - | NA
CNHalli_Block4 | SMB | CNHalli_Block4_INV2_SMB6 | BLOCK_4_SMB_2.6 |  | CNHalli_BLOCK_4_INV_2 | 17E01524GO | - | 1000VDC 266A | - | 1 | SCB | Main Inventry | In Operation |  | Out of Warranty | Statcon Energiaa Pvt. Ltd. | 2017-09-26 | 2022-09-25 | 60 | NA | Statcon Energiaa Pvt. Ltd. | L&T | 14IN 1OUT - Three Box Model | [5 empty] | Bescom | HSEPL | Clean Solar Power Tumkur Private Limited | Meera Corporation Kr | - | NA
CNHalli_Block4 | SMB | CNHalli_Block4_INV2_SMB7 | BLOCK_4_SMB_2.7 |  | CNHalli_BLOCK_4_INV_2 | 17E01519GO | - | 1000VDC 266A | - | 1 | SCB | Main Inventry | In Operation |  | Out of Warranty | Statcon Energiaa Pvt. Ltd. | 2017-09-26 | 2022-09-25 | 60 | NA | Statcon Energiaa Pvt. Ltd. | L&T | 14IN 1OUT - Three Box Model | [5 empty] | Bescom | HSEPL | Clean Solar Power Tumkur Private Limited | Meera Corporation Kr | - | NA
CNHalli_Block4 | SMB | CNHalli_Block4_INV3_SMB1 | BLOCK_4_SMB_3.1 |  | CNHalli_BLOCK_4_INV_3 | 17E01402GO | - | 1000VDC 266A | - | 1 | SCB | Main Inventry | In Operation |  | Out of Warranty | Statcon Energiaa Pvt. Ltd. | 2017-09-26 | 2022-09-25 | 60 | NA | Statcon Energiaa Pvt. Ltd. | L&T | 14IN 1OUT - Three Box Model | [5 empty] | Bescom | HSEPL | Clean Solar Power Tumkur Private Limited | Meera Corporation Kr | - | NA
CNHalli_Block4 | SMB | CNHalli_Block4_INV3_SMB2 | BLOCK_4_SMB_3.2 |  | CNHalli_BLOCK_4_INV_3 | 17E01505GO | - | 1000VDC 266A | - | 1 | SCB | Main Inventry | In Operation |  | Out of Warranty | Statcon Energiaa Pvt. Ltd. | 2017-09-26 | 2022-09-25 | 60 | NA | Statcon Energiaa Pvt. Ltd. | L&T | 14IN 1OUT - Three Box Model | [5 empty] | Bescom | HSEPL | Clean Solar Power Tumkur Private Limited | Meera Corporation Kr | - | NA
CNHalli_Block4 | SMB | CNHalli_Block4_INV3_SMB3 | BLOCK_4_SMB_3.3 |  | CNHalli_BLOCK_4_INV_3 | 17E01422GO | - | 1000VDC 266A | - | 1 | SCB | Main Inventry | In Operation |  | Out of Warranty | Statcon Energiaa Pvt. Ltd. | 2017-09-26 | 2022-09-25 | 60 | NA | Statcon Energiaa Pvt. Ltd. | L&T | 14IN 1OUT - Three Box Model | [5 empty] | Bescom | HSEPL | Clean Solar Power Tumkur Private Limited | Meera Corporation Kr | - | NA
CNHalli_Block4 | SMB | CNHalli_Block4_INV3_SMB4 | BLOCK_4_SMB_3.4 |  | CNHalli_BLOCK_4_INV_3 | 17E01467GO | - | 1000VDC 266A | - | 1 | SCB | Main Inventry | In Operation |  | Out of Warranty | Statcon Energiaa Pvt. Ltd. | 2017-09-26 | 2022-09-25 | 60 | NA | Statcon Energiaa Pvt. Ltd. | L&T | 14IN 1OUT - Three Box Model | [5 empty] | Bescom | HSEPL | Clean Solar Power Tumkur Private Limited | Meera Corporation Kr | - | NA
CNHalli_Block4 | SMB | CNHalli_Block4_INV3_SMB5 | BLOCK_4_SMB_3.5 |  | CNHalli_BLOCK_4_INV_3 | N/A | - | 1000VDC 266A | - | 1 | SCB | Main Inventry | In Operation |  | Out of Warranty | Statcon Energiaa Pvt. Ltd. | 2017-09-26 | 2022-09-25 | 60 | NA | Statcon Energiaa Pvt. Ltd. | L&T | 14IN 1OUT - Three Box Model | [5 empty] | Bescom | HSEPL | Clean Solar Power Tumkur Private Limited | Meera Corporation Kr | - | NA
CNHalli_Block4 | SMB | CNHalli_Block4_INV3_SMB6 | BLOCK_4_SMB_3.6 |  | CNHalli_BLOCK_4_INV_3 | 17E01507GO | - | 1000VDC 266A | - | 1 | SCB | Main Inventry | In Operation |  | Out of Warranty | Statcon Energiaa Pvt. Ltd. | 2017-09-26 | 2022-09-25 | 60 | NA | Statcon Energiaa Pvt. Ltd. | L&T | 14IN 1OUT - Three Box Model | [5 empty] | Bescom | HSEPL | Clean Solar Power Tumkur Private Limited | Meera Corporation Kr | - | NA
CNHalli_Block4 | SMB | CNHalli_Block4_INV3_SMB7 | BLOCK_4_SMB_3.7 |  | CNHalli_BLOCK_4_INV_3 | 17E01415GO | - | 1000VDC 266A | - | 1 | SCB | Main Inventry | In Operation |  | Out of Warranty | Statcon Energiaa Pvt. Ltd. | 2017-09-26 | 2022-09-25 | 60 | NA | Statcon Energiaa Pvt. Ltd. | L&T | 14IN 1OUT - Three Box Model | [5 empty] | Bescom | HSEPL | Clean Solar Power Tumkur Private Limited | Meera Corporation Kr | - | NA
CNHalli_Block4 | SMB | CNHalli_Block4_INV4_SMB1 | BLOCK_4_SMB_4.1 |  | CNHalli_BLOCK_4_INV_4 | 17E01511GO | - | 1000VDC 266A | - | 1 | SCB | Main Inventry | In Operation |  | Out of Warranty | Statcon Energiaa Pvt. Ltd. | 2017-09-26 | 2022-09-25 | 60 | NA | Statcon Energiaa Pvt. Ltd. | L&T | 14IN 1OUT - Three Box Model | [5 empty] | Bescom | HSEPL | Clean Solar Power Tumkur Private Limited | Meera Corporation Kr | - | NA
CNHalli_Block4 | SMB | CNHalli_Block4_INV4_SMB2 | BLOCK_4_SMB_4.2 |  | CNHalli_BLOCK_4_INV_4 | 17E01476GO | - | 1000VDC 266A | - | 1 | SCB | Main Inventry | In Operation |  | Out of Warranty | Statcon Energiaa Pvt. Ltd. | 2017-09-26 | 2022-09-25 | 60 | NA | Statcon Energiaa Pvt. Ltd. | L&T | 14IN 1OUT - Three Box Model | [5 empty] | Bescom | HSEPL | Clean Solar Power Tumkur Private Limited | Meera Corporation Kr | - | NA
CNHalli_Block4 | SMB | CNHalli_Block4_INV4_SMB3 | BLOCK_4_SMB_4.3 |  | CNHalli_BLOCK_4_INV_4 | 17E01481GO | - | 1000VDC 266A | - | 1 | SCB | Main Inventry | In Operation |  | Out of Warranty | Statcon Energiaa Pvt. Ltd. | 2017-09-26 | 2022-09-25 | 60 | NA | Statcon Energiaa Pvt. Ltd. | L&T | 14IN 1OUT - Three Box Model | [5 empty] | Bescom | HSEPL | Clean Solar Power Tumkur Private Limited | Meera Corporation Kr | - | NA
CNHalli_Block4 | SMB | CNHalli_Block4_INV4_SMB4 | BLOCK_4_SMB_4.4 |  | CNHalli_BLOCK_4_INV_4 | 17E01469GO | - | 1000VDC 266A | - | 1 | SCB | Main Inventry | In Operation |  | Out of Warranty | Statcon Energiaa Pvt. Ltd. | 2017-09-26 | 2022-09-25 | 60 | NA | Statcon Energiaa Pvt. Ltd. | L&T | 14IN 1OUT - Three Box Model | [5 empty] | Bescom | HSEPL | Clean Solar Power Tumkur Private Limited | Meera Corporation Kr | - | NA
CNHalli_Block4 | SMB | CNHalli_Block4_INV4_SMB5 | BLOCK_4_SMB_4.5 |  | CNHalli_BLOCK_4_INV_4 | 17E01437GO | - | 1000VDC 266A | - | 1 | SCB | Main Inventry | In Operation |  |  | Statcon Energiaa Pvt. Ltd. | 2017-09-26 | 2022-09-25 | 60 | NA | Statcon Energiaa Pvt. Ltd. | L&T | 14IN 1OUT - Three Box Model | [5 empty] | Bescom | HSEPL | Clean Solar Power Tumkur Private Limited | Meera Corporation Kr | - | NA
CNHalli_Block4 | SMB | CNHalli_Block4_INV4_SMB6 | BLOCK_4_SMB_4.6 |  | CNHalli_BLOCK_4_INV_4 | 17E01513GO | - | 1000VDC 266A | - | 1 | SCB | Main Inventry | In Operation |  |  | Statcon Energiaa Pvt. Ltd. | 2017-09-26 | 2022-09-25 | 60 | NA | Statcon Energiaa Pvt. Ltd. | L&T | 14IN 1OUT - Three Box Model | [5 empty] | Bescom | HSEPL | Clean Solar Power Tumkur Private Limited | Meera Corporation Kr | - | NA
CNHalli_Block4 | SMB | CNHalli_Block4_INV4_SMB7 | BLOCK_4_SMB_4.7 |  | CNHalli_BLOCK_4_INV_4 | 17E01395GO | - | 1000VDC 266A | - | 1 | SCB | Main Inventry | In Operation |  |  | Statcon Energiaa Pvt. Ltd. | 2017-09-26 | 2022-09-25 | 60 | NA | Statcon Energiaa Pvt. Ltd. | L&T | 14IN 1OUT - Three Box Model | [5 empty] | Bescom | HSEPL | Clean Solar Power Tumkur Private Limited | Meera Corporation Kr | - | NA
CNHalli_Block4 | Tracker | Block4 INV1_TRK05 | BLOCK_4_TRK_05 |  | CNHalli_BLOCK_4__SMB_1.1 & CNHalli_BLOCK_4__SMB_1.2 & CNHalli_BLOCK_4__SMB_1.3 | - | - | 24VDC | 400V / 3.34A | 1 | Tracker | Main Inventry | In Operation |  | Out of Warranty | Auma India Pvt Ltd & Focaal Automation Pvt Ltd. | 2017-09-26 | 2020-09-25 | 36 | NA | Auma India Pvt Ltd & Focaal Automation Pvt Ltd. | L&T | ASDL25Gm (ABG025.2029) | [5 empty] | Bescom | HSEPL | Clean Solar Power Tumkur Private Limited | Meera Corporation Kr | - | NA
CNHalli_Block4 | Tracker | Block4 INV1_TRK04 | BLOCK_4_TRK_04 |  | CNHalli_BLOCK_4__SMB_1.3 & CNHalli_BLOCK_4__SMB_1.4 | - | - | 24VDC | 400V / 3.34A | 1 | Tracker | Main Inventry | In Operation |  | Out of Warranty | Auma India Pvt Ltd & Focaal Automation Pvt Ltd. | 2017-09-26 | 2020-09-25 | 36 | NA | Auma India Pvt Ltd & Focaal Automation Pvt Ltd. | L&T | ASDL25Gm (ABG025.2029) | [5 empty] | Bescom | HSEPL | Clean Solar Power Tumkur Private Limited | Meera Corporation Kr | - | NA
CNHalli_Block4 | Tracker | Block4 INV1_TRK14 | BLOCK_4_TRK_14 |  | CNHalli_BLOCK_4__SMB_1.5 & CNHalli_BLOCK_4__SMB_1.6 & CNHalli_BLOCK_4__SMB_1.7 | - | - | 24VDC | 400V / 3.34A | 1 | Tracker | Main Inventry | In Operation |  | Out of Warranty | Auma India Pvt Ltd & Focaal Automation Pvt Ltd. | 2017-09-26 | 2020-09-25 | 36 | NA | Auma India Pvt Ltd & Focaal Automation Pvt Ltd. | L&T | ASDL25Gm (ABG025.2029) | [5 empty] | Bescom | HSEPL | Clean Solar Power Tumkur Private Limited | Meera Corporation Kr | - | NA
CNHalli_Block4 | Tracker | Block4 INV1_TRK13 | BLOCK_4_TRK_13 |  | CNHalli_BLOCK_4__SMB_1.7 | - | - | 24VDC | 400V / 3.34A | 1 | Tracker | Main Inventry | In Operation |  | Out of Warranty | Auma India Pvt Ltd & Focaal Automation Pvt Ltd. | 2017-09-26 | 2020-09-25 | 36 | NA | Auma India Pvt Ltd & Focaal Automation Pvt Ltd. | L&T | ASDL25Gm (ABG025.2029) | [5 empty] | Bescom | HSEPL | Clean Solar Power Tumkur Private Limited | Meera Corporation Kr | - | NA
CNHalli_Block4 | Tracker | Block4 INV2_TRK13 | BLOCK_4_TRK_13 |  | CNHalli_BLOCK_4__SMB_2.1 & CNHalli_BLOCK_4__SMB_2.2 & CNHalli_BLOCK_4__SMB_2.7 | - | - | 24VDC | 400V / 3.34A | 1 | Tracker | Main Inventry | In Operation |  | Out of Warranty | Auma India Pvt Ltd & Focaal Automation Pvt Ltd. | 2017-09-26 | 2020-09-25 | 36 | NA | Auma India Pvt Ltd & Focaal Automation Pvt Ltd. | L&T | ASDL25Gm (ABG025.2029) | [5 empty] | Bescom | HSEPL | Clean Solar Power Tumkur Private Limited | Meera Corporation Kr | - | NA
CNHalli_Block4 | Tracker | Block4 INV2_TRK22 | BLOCK_4_TRK_22 |  | CNHalli_BLOCK_4__SMB_2.2 & CNHalli_BLOCK_4__SMB_2.3 | - | - | 24VDC | 400V / 3.34A | 1 | Tracker | Main Inventry | In Operation |  | Out of Warranty | Auma India Pvt Ltd & Focaal Automation Pvt Ltd. | 2017-09-26 | 2020-09-25 | 36 | NA | Auma India Pvt Ltd & Focaal Automation Pvt Ltd. | L&T | ASDL25Gm (ABG025.2029) | [5 empty] | Bescom | HSEPL | Clean Solar Power Tumkur Private Limited | Meera Corporation Kr | - | NA
CNHalli_Block4 | Tracker | Block4 INV2_TRK23 | BLOCK_4_TRK_23 |  | CNHalli_BLOCK_4__SMB_2.4 & CNHalli_BLOCK_4__SMB_2.5 | - | - | 24VDC | 400V / 3.34A | 1 | Tracker | Main Inventry | In Operation |  | Out of Warranty | Auma India Pvt Ltd & Focaal Automation Pvt Ltd. | 2017-09-26 | 2020-09-25 | 36 | NA | Auma India Pvt Ltd & Focaal Automation Pvt Ltd. | L&T | ASDL25Gm (ABG025.2029) | [5 empty] | Bescom | HSEPL | Clean Solar Power Tumkur Private Limited | Meera Corporation Kr | - | NA
CNHalli_Block4 | Tracker | Block4 INV2_TRK32 | BLOCK_4_TRK_32 |  | CNHalli_BLOCK_4__SMB_2.6 | - | - | 24VDC | 400V / 3.34A | 1 | Tracker | Main Inventry | In Operation |  | Out of Warranty | Auma India Pvt Ltd & Focaal Automation Pvt Ltd. | 2017-09-26 | 2020-09-25 | 36 | NA | Auma India Pvt Ltd & Focaal Automation Pvt Ltd. | L&T | ASDL25Gm (ABG025.2029) | [5 empty] | Bescom | HSEPL | Clean Solar Power Tumkur Private Limited | Meera Corporation Kr | - | NA
CNHalli_Block4 | Tracker | Block4 INV2_TRK4 | BLOCK_4_TRK_4 |  | CNHalli_BLOCK_4__SMB_2.7 | - | - | 24VDC | 400V / 3.34A | 1 | Tracker | Main Inventry | In Operation |  | Out of Warranty | Auma India Pvt Ltd & Focaal Automation Pvt Ltd. | 2017-09-26 | 2020-09-25 | 36 | NA | Auma India Pvt Ltd & Focaal Automation Pvt Ltd. | L&T | ASDL25Gm (ABG025.2029) | [5 empty] | Bescom | HSEPL | Clean Solar Power Tumkur Private Limited | Meera Corporation Kr | - | NA
CNHalli_Block4 | Tracker | Block4 INV3_TRK32 | BLOCK_4_TRK_32 |  | CNHalli_BLOCK_4__SMB_3.1 | - | - | 24VDC | 400V / 3.34A | 1 | Tracker | Main Inventry | In Operation |  | Out of Warranty | Auma India Pvt Ltd & Focaal Automation Pvt Ltd. | 2017-09-26 | 2020-09-25 | 36 | NA | Auma India Pvt Ltd & Focaal Automation Pvt Ltd. | L&T | ASDL25Gm (ABG025.2029) | [5 empty] | Bescom | HSEPL | Clean Solar Power Tumkur Private Limited | Meera Corporation Kr | - | NA
CNHalli_Block4 | Tracker | Block4 INV3_TRK31 | BLOCK_4_TRK_31 |  | CNHalli_BLOCK_4__SMB_3.2, CNHalli_BLOCK_4__SMB_3.3 | - | - | 24VDC | 400V / 3.34A | 1 | Tracker | Main Inventry | In Operation |  | Out of Warranty | Auma India Pvt Ltd & Focaal Automation Pvt Ltd. | 2017-09-26 | 2020-09-25 | 36 | NA | Auma India Pvt Ltd & Focaal Automation Pvt Ltd. | L&T | ASDL25Gm (ABG025.2029) | [5 empty] | Bescom | HSEPL | Clean Solar Power Tumkur Private Limited | Meera Corporation Kr | - | NA
CNHalli_Block4 | Tracker | Block4 INV3_TRK40 | BLOCK_4_TRK_40 |  | CNHalli_BLOCK_4__SMB_3.4, CNHalli_BLOCK_4__SMB_3.5 | - | - | 24VDC | 400V / 3.34A | 1 | Tracker | Main Inventry | In Operation |  | Out of Warranty | Auma India Pvt Ltd & Focaal Automation Pvt Ltd. | 2017-09-26 | 2020-09-25 | 36 | NA | Auma India Pvt Ltd & Focaal Automation Pvt Ltd. | L&T | ASDL25Gm (ABG025.2029) | [5 empty] | Bescom | HSEPL | Clean Solar Power Tumkur Private Limited | Meera Corporation Kr | - | NA
CNHalli_Block4 | Tracker | Block4 INV3_TRK39 | BLOCK_4_TRK_39 |  | CNHalli_BLOCK_4__SMB_3.5, CNHalli_BLOCK_4__SMB_3.6 | - | - | 24VDC | 400V / 3.34A | 1 | Tracker | Main Inventry | In Operation |  | Out of Warranty | Auma India Pvt Ltd & Focaal Automation Pvt Ltd. | 2017-09-26 | 2020-09-25 | 36 | NA | Auma India Pvt Ltd & Focaal Automation Pvt Ltd. | L&T | ASDL25Gm (ABG025.2029) | [5 empty] | Bescom | HSEPL | Clean Solar Power Tumkur Private Limited | Meera Corporation Kr | - | NA
CNHalli_Block4 | Tracker | Block4 INV3_TRK22 | BLOCK_4_TRK_22 |  | CNHalli_BLOCK_4__SMB_3.7 | - | - | 24VDC | 400V / 3.34A | 1 | Tracker | Main Inventry | In Operation |  | Out of Warranty | Auma India Pvt Ltd & Focaal Automation Pvt Ltd. | 2017-09-26 | 2020-09-25 | 36 | NA | Auma India Pvt Ltd & Focaal Automation Pvt Ltd. | L&T | ASDL25Gm (ABG025.2029) | [5 empty] | Bescom | HSEPL | Clean Solar Power Tumkur Private Limited | Meera Corporation Kr | - | NA
CNHalli_Block4 | Tracker | Block4 INV4_TRK47 | BLOCK_4_TRK_47 |  | CNHalli_BLOCK_4__SMB_4.1 & CNHalli_BLOCK_4__SMB_4.2 | - | - | 24VDC | 400V / 3.34A | 1 | Tracker | Main Inventry | In Operation |  | Out of Warranty | Auma India Pvt Ltd & Focaal Automation Pvt Ltd. | 2017-09-26 | 2020-09-25 | 36 | NA | Auma India Pvt Ltd & Focaal Automation Pvt Ltd. | L&T | ASDL25Gm (ABG025.2029) | [5 empty] | Bescom | HSEPL | Clean Solar Power Tumkur Private Limited | Meera Corporation Kr | - | NA
CNHalli_Block4 | Tracker | Block4 INV4_TRK43 | BLOCK_4_TRK_43 |  | CNHalli_BLOCK_4__SMB_4.2 & CNHalli_BLOCK_4__SMB_4.3 & CNHalli_BLOCK_4__SMB_4.4 & CNHalli_BLOCK_4__SMB_4.6 | - | - | 24VDC | 400V / 3.34A | 1 | Tracker | Main Inventry | In Operation |  | Out of Warranty | Auma India Pvt Ltd & Focaal Automation Pvt Ltd. | 2017-09-26 | 2020-09-25 | 36 | NA | Auma India Pvt Ltd & Focaal Automation Pvt Ltd. | L&T | ASDL25Gm (ABG025.2029) | [5 empty] | Bescom | HSEPL | Clean Solar Power Tumkur Private Limited | Meera Corporation Kr | - | NA
CNHalli_Block4 | Tracker | Block4 INV4_TRK44 | BLOCK_4_TRK_44 |  | CNHalli_BLOCK_4__SMB_4.4 & CNHalli_BLOCK_4__SMB_4.5 | - | - | 24VDC | 400V / 3.34A | 1 | Tracker | Main Inventry | In Operation |  | Out of Warranty | Auma India Pvt Ltd & Focaal Automation Pvt Ltd. | 2017-09-26 | 2020-09-25 | 36 | NA | Auma India Pvt Ltd & Focaal Automation Pvt Ltd. | L&T | ASDL25Gm (ABG025.2029) | [5 empty] | Bescom | HSEPL | Clean Solar Power Tumkur Private Limited | Meera Corporation Kr | - | NA
CNHalli_Block4 | Tracker | Block4 INV4_TRK39 | BLOCK_4_TRK_39 |  | CNHalli_BLOCK_4__SMB_4.6 & CNHalli_BLOCK_4__SMB_4.7 | - | - | 24VDC | 400V / 3.34A | 1 | Tracker | Main Inventry | In Operation |  | Out of Warranty | Auma India Pvt Ltd & Focaal Automation Pvt Ltd. | 2017-09-26 | 2020-09-25 | 36 | NA | Auma India Pvt Ltd & Focaal Automation Pvt Ltd. | L&T | ASDL25Gm (ABG025.2029) | [5 empty] | Bescom | HSEPL | Clean Solar Power Tumkur Private Limited | Meera Corporation Kr | - | NA
CNHalli_Block4 | Tracker | Block4 INV4_TRK31 | BLOCK_4_TRK_31 |  | CNHalli_BLOCK_4__SMB_4.7 | - | - | 24VDC | 400V / 3.34A | 1 | Tracker | Main Inventry | In Operation |  | Out of Warranty | Auma India Pvt Ltd & Focaal Automation Pvt Ltd. | 2017-09-26 | 2020-09-25 | 36 | NA | Auma India Pvt Ltd & Focaal Automation Pvt Ltd. | L&T | ASDL25Gm (ABG025.2029) | [5 empty] | Bescom | HSEPL | Clean Solar Power Tumkur Private Limited | Meera Corporation Kr | - | NA
CNHalli_Block4 | Modules | CNHalli_Block4_SMB1.1_S1 | PV Solar Module String |  | CNHalli_BLOCK_4_SMB1.1 | - | 13.44 | 320W | - | 42 | Modules | Main Inventry | In Operation |  | In Warranty | Trina Solar Co. Ltd. | 2017-09-26 | 2027-09-26 | 120 | TED-A11042-1808-XSC-0109-0 | Trina Solar Co. Ltd. | HSEPL | TSM-320PD14 | [5 empty] | Bescom | HSEPL | Clean Solar Power Tumkur Private Limited | Meera Corporation Kr | 2023-03-15 | 12
CNHalli_Block4 | Modules | CNHalli_Block4_SMB1.1_S2 | PV Solar Module String |  | CNHalli_BLOCK_4_SMB1.1 | - | 13.44 | 320W | - | 42 | Modules | Main Inventry | In Operation |  | In Warranty | Trina Solar Co. Ltd. | 2017-09-26 | 2027-09-26 | 120 | TED-A11042-1808-XSC-0109-0 | Trina Solar Co. Ltd. | HSEPL | TSM-320PD14 | [5 empty] | Bescom | HSEPL | Clean Solar Power Tumkur Private Limited | Meera Corporation Kr | 2023-03-15 | 12
CNHalli_Block4 | Modules | CNHalli_Block4_SMB1.1_S3 | PV Solar Module String |  | CNHalli_BLOCK_4_SMB1.1 | - | 13.44 | 320W | - | 42 | Modules | Main Inventry | In Operation |  | In Warranty | Trina Solar Co. Ltd. | 2017-09-26 | 2027-09-26 | 120 | TED-A11042-1808-XSC-0109-0 | Trina Solar Co. Ltd. | HSEPL | TSM-320PD14 | [5 empty] | Bescom | HSEPL | Clean Solar Power Tumkur Private Limited | Meera Corporation Kr | 2023-03-15 | 12
CNHalli_Block4 | Modules | CNHalli_Block4_SMB1.1_S4 | PV Solar Module String |  | CNHalli_BLOCK_4_SMB1.1 | - | 13.44 | 320W | - | 42 | Modules | Main Inventry | In Operation |  | In Warranty | Trina Solar Co. Ltd. | 2017-09-26 | 2027-09-26 | 120 | TED-A11042-1808-XSC-0109-0 | Trina Solar Co. Ltd. | HSEPL | TSM-320PD14 | [5 empty] | Bescom | HSEPL | Clean Solar Power Tumkur Private Limited | Meera Corporation Kr | 2023-03-15 | 12
CNHalli_Block4 | Modules | CNHalli_Block4_SMB1.1_S5 | PV Solar Module String |  | CNHalli_BLOCK_4_SMB1.1 | - | 13.44 | 320W | - | 42 | Modules | Main Inventry | In Operation |  | In Warranty | Trina Solar Co. Ltd. | 2017-09-26 | 2027-09-26 | 120 | TED-A11042-1808-XSC-0109-0 | Trina Solar Co. Ltd. | HSEPL | TSM-320PD14 | [5 empty] | Bescom | HSEPL | Clean Solar Power Tumkur Private Limited | Meera Corporation Kr | 2023-03-15 | 12
CNHalli_Block4 | Modules | CNHalli_Block4_SMB1.1_S6 | PV Solar Module String |  | CNHalli_BLOCK_4_SMB1.1 | - | 13.44 | 320W | - | 42 | Modules | Main Inventry | In Operation |  | In Warranty | Trina Solar Co. Ltd. | 2017-09-26 | 2027-09-26 | 120 | TED-A11042-1808-XSC-0109-0 | Trina Solar Co. Ltd. | HSEPL | TSM-320PD14 | [5 empty] | Bescom | HSEPL | Clean Solar Power Tumkur Private Limited | Meera Corporation Kr | 2023-03-15 | 12
CNHalli_Block4 | Modules | CNHalli_Block4_SMB1.1_S7 | PV Solar Module String |  | CNHalli_BLOCK_4_SMB1.1 | - | 13.44 | 320W | - | 42 | Modules | Main Inventry | In Operation |  | In Warranty | Trina Solar Co. Ltd. | 2017-09-26 | 2027-09-26 | 120 | TED-A11042-1808-XSC-0109-0 | Trina Solar Co. Ltd. | HSEPL | TSM-320PD14 | [5 empty] | Bescom | HSEPL | Clean Solar Power Tumkur Private Limited | Meera Corporation Kr | 2023-03-15 | 12
CNHalli_Block4 | Modules | CNHalli_Block4_SMB1.1_S8 | PV Solar Module String |  | CNHalli_BLOCK_4_SMB1.1 | - | 13.44 | 320W | - | 42 | Modules | Main Inventry | In Operation |  | In Warranty | Trina Solar Co. Ltd. | 2017-09-26 | 2027-09-26 | 120 | TED-A11042-1808-XSC-0109-0 | Trina Solar Co. Ltd. | HSEPL | TSM-320PD14 | [5 empty] | Bescom | HSEPL | Clean Solar Power Tumkur Private Limited | Meera Corporation Kr | 2023-03-15 | 12
CNHalli_Block4 | Modules | CNHalli_Block4_SMB1.1_S9 | PV Solar Module String |  | CNHalli_BLOCK_4_SMB1.1 | - | 13.44 | 320W | - | 42 | Modules | Main Inventry | In Operation |  | In Warranty | Trina Solar Co. Ltd. | 2017-09-26 | 2027-09-26 | 120 | TED-A11042-1808-XSC-0109-0 | Trina Solar Co. Ltd. | HSEPL | TSM-320PD14 | [5 empty] | Bescom | HSEPL | Clean Solar Power Tumkur Private Limited | Meera Corporation Kr | 2023-03-15 | 12
CNHalli_Block4 | Modules | CNHalli_Block4_SMB1.1_S10 | PV Solar Module String |  | CNHalli_BLOCK_4_SMB1.1 | - | 13.44 | 320W | - | 42 | Modules | Main Inventry | In Operation |  | In Warranty | Trina Solar Co. Ltd. | 2017-09-26 | 2027-09-26 | 120 | TED-A11042-1808-XSC-0109-0 | Trina Solar Co. Ltd. | HSEPL | TSM-320PD14 | [5 empty] | Bescom | HSEPL | Clean Solar Power Tumkur Private Limited | Meera Corporation Kr | 2023-03-15 | 12
CNHalli_Block4 | Modules | CNHalli_Block4_SMB1.1_S11 | PV Solar Module String |  | CNHalli_BLOCK_4_SMB1.1 | - | 13.44 | 320W | - | 42 | Modules | Main Inventry | In Operation |  | In Warranty | Trina Solar Co. Ltd. | 2017-09-26 | 2027-09-26 | 120 | TED-A11042-1808-XSC-0109-0 | Trina Solar Co. Ltd. | HSEPL | TSM-320PD14 | [5 empty] | Bescom | HSEPL | Clean Solar Power Tumkur Private Limited | Meera Corporation Kr | 2023-03-15 | 12
CNHalli_Block4 | Modules | CNHalli_Block4_SMB1.1_S12 | PV Solar Module String |  | CNHalli_BLOCK_4_SMB1.1 | - | 13.44 | 320W | - | 42 | Modules | Main Inventry | In Operation |  | In Warranty | Trina Solar Co. Ltd. | 2017-09-26 | 2027-09-26 | 120 | TED-A11042-1808-XSC-0109-0 | Trina Solar Co. Ltd. | HSEPL | TSM-320PD14 | [5 empty] | Bescom | HSEPL | Clean Solar Power Tumkur Private Limited | Meera Corporation Kr | 2023-03-15 | 12
CNHalli_Block4 | Modules | CNHalli_Block4_SMB1.2_S1 | PV Solar Module String |  | CNHalli_BLOCK_4_SMB1.2 | - | 13.44 | 320W | - | 42 | Modules | Main Inventry | In Operation |  | In Warranty | Trina Solar Co. Ltd. | 2017-09-26 | 2027-09-26 | 120 | TED-A11042-1808-XSC-0109-0 | Trina Solar Co. Ltd. | HSEPL | TSM-320PD14 | [5 empty] | Bescom | HSEPL | Clean Solar Power Tumkur Private Limited | Meera Corporation Kr | 2023-03-15 | 12
CNHalli_Block4 | Modules | CNHalli_Block4_SMB1.2_S2 | PV Solar Module String |  | CNHalli_BLOCK_4_SMB1.2 | - | 13.44 | 320W | - | 42 | Modules | Main Inventry | In Operation |  | In Warranty | Trina Solar Co. Ltd. | 2017-09-26 | 2027-09-26 | 120 | TED-A11042-1808-XSC-0109-0 | Trina Solar Co. Ltd. | HSEPL | TSM-320PD14 | [5 empty] | Bescom | HSEPL | Clean Solar Power Tumkur Private Limited | Meera Corporation Kr | 2023-03-15 | 12
CNHalli_Block4 | Modules | CNHalli_Block4_SMB1.2_S3 | PV Solar Module String |  | CNHalli_BLOCK_4_SMB1.2 | - | 13.44 | 320W | - | 42 | Modules | Main Inventry | In Operation |  | In Warranty | Trina Solar Co. Ltd. | 2017-09-26 | 2027-09-26 | 120 | TED-A11042-1808-XSC-0109-0 | Trina Solar Co. Ltd. | HSEPL | TSM-320PD14 | [5 empty] | Bescom | HSEPL | Clean Solar Power Tumkur Private Limited | Meera Corporation Kr | 2023-03-15 | 12
CNHalli_Block4 | Modules | CNHalli_Block4_SMB1.2_S4 | PV Solar Module String |  | CNHalli_BLOCK_4_SMB1.2 | - | 13.44 | 320W | - | 42 | Modules | Main Inventry | In Operation |  | In Warranty | Trina Solar Co. Ltd. | 2017-09-26 | 2027-09-26 | 120 | TED-A11042-1808-XSC-0109-0 | Trina Solar Co. Ltd. | HSEPL | TSM-320PD14 | [5 empty] | Bescom | HSEPL | Clean Solar Power Tumkur Private Limited | Meera Corporation Kr | 2023-03-15 | 12
CNHalli_Block4 | Modules | CNHalli_Block4_SMB1.2_S5 | PV Solar Module String |  | CNHalli_BLOCK_4_SMB1.2 | - | 13.44 | 320W | - | 42 | Modules | Main Inventry | In Operation |  | In Warranty | Trina Solar Co. Ltd. | 2017-09-26 | 2027-09-26 | 120 | TED-A11042-1808-XSC-0109-0 | Trina Solar Co. Ltd. | HSEPL | TSM-320PD14 | [5 empty] | Bescom | HSEPL | Clean Solar Power Tumkur Private Limited | Meera Corporation Kr | 2023-03-15 | 12
CNHalli_Block4 | Modules | CNHalli_Block4_SMB1.2_S6 | PV Solar Module String |  | CNHalli_BLOCK_4_SMB1.2 | - | 13.44 | 320W | - | 42 | Modules | Main Inventry | In Operation |  | In Warranty | Trina Solar Co. Ltd. | 2017-09-26 | 2027-09-26 | 120 | TED-A11042-1808-XSC-0109-0 | Trina Solar Co. Ltd. | HSEPL | TSM-320PD14 | [5 empty] | Bescom | HSEPL | Clean Solar Power Tumkur Private Limited | Meera Corporation Kr | 2023-03-15 | 12
CNHalli_Block4 | Modules | CNHalli_Block4_SMB1.2_S7 | PV Solar Module String |  | CNHalli_BLOCK_4_SMB1.2 | - | 13.44 | 320W | - | 42 | Modules | Main Inventry | In Operation |  | In Warranty | Trina Solar Co. Ltd. | 2017-09-26 | 2027-09-26 | 120 | TED-A11042-1808-XSC-0109-0 | Trina Solar Co. Ltd. | HSEPL | TSM-320PD14 | [5 empty] | Bescom | HSEPL | Clean Solar Power Tumkur Private Limited | Meera Corporation Kr | 2023-03-15 | 12
CNHalli_Block4 | Modules | CNHalli_Block4_SMB1.2_S8 | PV Solar Module String |  | CNHalli_BLOCK_4_SMB1.2 | - | 13.44 | 320W | - | 42 | Modules | Main Inventry | In Operation |  | In Warranty | Trina Solar Co. Ltd. | 2017-09-26 | 2027-09-26 | 120 | TED-A11042-1808-XSC-0109-0 | Trina Solar Co. Ltd. | HSEPL | TSM-320PD14 | [5 empty] | Bescom | HSEPL | Clean Solar Power Tumkur Private Limited | Meera Corporation Kr | 2023-03-15 | 12
CNHalli_Block4 | Modules | CNHalli_Block4_SMB1.2_S9 | PV Solar Module String |  | CNHalli_BLOCK_4_SMB1.2 | - | 13.44 | 320W | - | 42 | Modules | Main Inventry | In Operation |  | In Warranty | Trina Solar Co. Ltd. | 2017-09-26 | 2027-09-26 | 120 | TED-A11042-1808-XSC-0109-0 | Trina Solar Co. Ltd. | HSEPL | TSM-320PD14 | [5 empty] | Bescom | HSEPL | Clean Solar Power Tumkur Private Limited | Meera Corporation Kr | 2023-03-15 | 12
CNHalli_Block4 | Modules | CNHalli_Block4_SMB1.2_S10 | PV Solar Module String |  | CNHalli_BLOCK_4_SMB1.2 | - | 13.44 | 320W | - | 42 | Modules | Main Inventry | In Operation |  | In Warranty | Trina Solar Co. Ltd. | 2017-09-26 | 2027-09-26 | 120 | TED-A11042-1808-XSC-0109-0 | Trina Solar Co. Ltd. | HSEPL | TSM-320PD14 | [5 empty] | Bescom | HSEPL | Clean Solar Power Tumkur Private Limited | Meera Corporation Kr | 2023-03-15 | 12
CNHalli_Block4 | Modules | CNHalli_Block4_SMB1.2_S11 | PV Solar Module String |  | CNHalli_BLOCK_4_SMB1.2 | - | 13.44 | 320W | - | 42 | Modules | Main Inventry | In Operation |  | In Warranty | Trina Solar Co. Ltd. | 2017-09-26 | 2027-09-26 | 120 | TED-A11042-1808-XSC-0109-0 | Trina Solar Co. Ltd. | HSEPL | TSM-320PD14 | [5 empty] | Bescom | HSEPL | Clean Solar Power Tumkur Private Limited | Meera Corporation Kr | 2023-03-15 | 12
CNHalli_Block4 | Modules | CNHalli_Block4_SMB1.2_S12 | PV Solar Module String |  | CNHalli_BLOCK_4_SMB1.2 | - | 13.44 | 320W | - | 42 | Modules | Main Inventry | In Operation |  | In Warranty | Trina Solar Co. Ltd. | 2017-09-26 | 2027-09-26 | 120 | TED-A11042-1808-XSC-0109-0 | Trina Solar Co. Ltd. | HSEPL | TSM-320PD14 | [5 empty] | Bescom | HSEPL | Clean Solar Power Tumkur Private Limited | Meera Corporation Kr | 2023-03-15 | 12
CNHalli_Block4 | Modules | CNHalli_Block4_SMB1.3_S1 | PV Solar Module String |  | CNHalli_BLOCK_4_SMB1.3 | - | 13.44 | 320W | - | 42 | Modules | Main Inventry | In Operation |  | In Warranty | Trina Solar Co. Ltd. | 2017-09-26 | 2027-09-26 | 120 | TED-A11042-1808-XSC-0109-0 | Trina Solar Co. Ltd. | HSEPL | TSM-320PD14 | [5 empty] | Bescom | HSEPL | Clean Solar Power Tumkur Private Limited | Meera Corporation Kr | 2023-03-15 | 12
CNHalli_Block4 | Modules | CNHalli_Block4_SMB1.3_S2 | PV Solar Module String |  | CNHalli_BLOCK_4_SMB1.3 | - | 13.44 | 320W | - | 42 | Modules | Main Inventry | In Operation |  | In Warranty | Trina Solar Co. Ltd. | 2017-09-26 | 2027-09-26 | 120 | TED-A11042-1808-XSC-0109-0 | Trina Solar Co. Ltd. | HSEPL | TSM-320PD14 | [5 empty] | Bescom | HSEPL | Clean Solar Power Tumkur Private Limited | Meera Corporation Kr | 2023-03-15 | 12
CNHalli_Block4 | Modules | CNHalli_Block4_SMB1.3_S3 | PV Solar Module String |  | CNHalli_BLOCK_4_SMB1.3 | - | 13.44 | 320W | - | 42 | Modules | Main Inventry | In Operation |  | In Warranty | Trina Solar Co. Ltd. | 2017-09-26 | 2027-09-26 | 120 | TED-A11042-1808-XSC-0109-0 | Trina Solar Co. Ltd. | HSEPL | TSM-320PD14 | [5 empty] | Bescom | HSEPL | Clean Solar Power Tumkur Private Limited | Meera Corporation Kr | 2023-03-15 | 12
CNHalli_Block4 | Modules | CNHalli_Block4_SMB1.3_S4 | PV Solar Module String |  | CNHalli_BLOCK_4_SMB1.3 | - | 13.44 | 320W | - | 42 | Modules | Main Inventry | In Operation |  | In Warranty | Trina Solar Co. Ltd. | 2017-09-26 | 2027-09-26 | 120 | TED-A11042-1808-XSC-0109-0 | Trina Solar Co. Ltd. | HSEPL | TSM-320PD14 | [5 empty] | Bescom | HSEPL | Clean Solar Power Tumkur Private Limited | Meera Corporation Kr | 2023-03-15 | 12
CNHalli_Block4 | Modules | CNHalli_Block4_SMB1.3_S5 | PV Solar Module String |  | CNHalli_BLOCK_4_SMB1.3 | - | 13.44 | 320W | - | 42 | Modules | Main Inventry | In Operation |  | In Warranty | Trina Solar Co. Ltd. | 2017-09-26 | 2027-09-26 | 120 | TED-A11042-1808-XSC-0109-0 | Trina Solar Co. Ltd. | HSEPL | TSM-320PD14 | [5 empty] | Bescom | HSEPL | Clean Solar Power Tumkur Private Limited | Meera Corporation Kr | 2023-03-15 | 12
CNHalli_Block4 | Modules | CNHalli_Block4_SMB1.3_S6 | PV Solar Module String |  | CNHalli_BLOCK_4_SMB1.3 | - | 13.44 | 320W | - | 42 | Modules | Main Inventry | In Operation |  | In Warranty | Trina Solar Co. Ltd. | 2017-09-26 | 2027-09-26 | 120 | TED-A11042-1808-XSC-0109-0 | Trina Solar Co. Ltd. | HSEPL | TSM-320PD14 | [5 empty] | Bescom | HSEPL | Clean Solar Power Tumkur Private Limited | Meera Corporation Kr | 2023-03-15 | 12
CNHalli_Block4 | Modules | CNHalli_Block4_SMB1.3_S7 | PV Solar Module String |  | CNHalli_BLOCK_4_SMB1.3 | - | 13.44 | 320W | - | 42 | Modules | Main Inventry | In Operation |  | In Warranty | Trina Solar Co. Ltd. | 2017-09-26 | 2027-09-26 | 120 | TED-A11042-1808-XSC-0109-0 | Trina Solar Co. Ltd. | HSEPL | TSM-320PD14 | [5 empty] | Bescom | HSEPL | Clean Solar Power Tumkur Private Limited | Meera Corporation Kr | 2023-03-15 | 12
CNHalli_Block4 | Modules | CNHalli_Block4_SMB1.3_S8 | PV Solar Module String |  | CNHalli_BLOCK_4_SMB1.3 | - | 13.44 | 320W | - | 42 | Modules | Main Inventry | In Operation |  | In Warranty | Trina Solar Co. Ltd. | 2017-09-26 | 2027-09-26 | 120 | TED-A11042-1808-XSC-0109-0 | Trina Solar Co. Ltd. | HSEPL | TSM-320PD14 | [5 empty] | Bescom | HSEPL | Clean Solar Power Tumkur Private Limited | Meera Corporation Kr | 2023-03-15 | 12
CNHalli_Block4 | Modules | CNHalli_Block4_SMB1.3_S9 | PV Solar Module String |  | CNHalli_BLOCK_4_SMB1.3 | - | 13.44 | 320W | - | 42 | Modules | Main Inventry | In Operation |  | In Warranty | Trina Solar Co. Ltd. | 2017-09-26 | 2027-09-26 | 120 | TED-A11042-1808-XSC-0109-0 | Trina Solar Co. Ltd. | HSEPL | TSM-320PD14 | [5 empty] | Bescom | HSEPL | Clean Solar Power Tumkur Private Limited | Meera Corporation Kr | 2023-03-15 | 12
CNHalli_Block4 | Modules | CNHalli_Block4_SMB1.3_S10 | PV Solar Module String |  | CNHalli_BLOCK_4_SMB1.3 | - | 13.44 | 320W | - | 42 | Modules | Main Inventry | In Operation |  | In Warranty | Trina Solar Co. Ltd. | 2017-09-26 | 2027-09-26 | 120 | TED-A11042-1808-XSC-0109-0 | Trina Solar Co. Ltd. | HSEPL | TSM-320PD14 | [5 empty] | Bescom | HSEPL | Clean Solar Power Tumkur Private Limited | Meera Corporation Kr | 2023-03-15 | 12
CNHalli_Block4 | Modules | CNHalli_Block4_SMB1.3_S11 | PV Solar Module String |  | CNHalli_BLOCK_4_SMB1.3 | - | 13.44 | 320W | - | 42 | Modules | Main Inventry | In Operation |  | In Warranty | Trina Solar Co. Ltd. | 2017-09-26 | 2027-09-26 | 120 | TED-A11042-1808-XSC-0109-0 | Trina Solar Co. Ltd. | HSEPL | TSM-320PD14 | [5 empty] | Bescom | HSEPL | Clean Solar Power Tumkur Private Limited | Meera Corporation Kr | 2023-03-15 | 12
CNHalli_Block4 | Modules | CNHalli_Block4_SMB1.3_S12 | PV Solar Module String |  | CNHalli_BLOCK_4_SMB1.3 | - | 13.44 | 320W | - | 42 | Modules | Main Inventry | In Operation |  | In Warranty | Trina Solar Co. Ltd. | 2017-09-26 | 2027-09-26 | 120 | TED-A11042-1808-XSC-0109-0 | Trina Solar Co. Ltd. | HSEPL | TSM-320PD14 | [5 empty] | Bescom | HSEPL | Clean Solar Power Tumkur Private Limited | Meera Corporation Kr | 2023-03-15 | 12
CNHalli_Block4 | Modules | CNHalli_Block4_SMB1.4_S1 | PV Solar Module String |  | CNHalli_BLOCK_4_SMB1.4 | - | 13.44 | 320W | - | 42 | Modules | Main Inventry | In Operation |  | In Warranty | Trina Solar Co. Ltd. | 2017-09-26 | 2027-09-26 | 120 | TED-A11042-1808-XSC-0109-0 | Trina Solar Co. Ltd. | HSEPL | TSM-320PD14 | [5 empty] | Bescom | HSEPL | Clean Solar Power Tumkur Private Limited | Meera Corporation Kr | 2023-03-15 | 12
CNHalli_Block4 | Modules | CNHalli_Block4_SMB1.4_S2 | PV Solar Module String |  | CNHalli_BLOCK_4_SMB1.4 | - | 13.44 | 320W | - | 42 | Modules | Main Inventry | In Operation |  | In Warranty | Trina Solar Co. Ltd. | 2017-09-26 | 2027-09-26 | 120 | TED-A11042-1808-XSC-0109-0 | Trina Solar Co. Ltd. | HSEPL | TSM-320PD14 | [5 empty] | Bescom | HSEPL | Clean Solar Power Tumkur Private Limited | Meera Corporation Kr | 2023-03-15 | 12
CNHalli_Block4 | Modules | CNHalli_Block4_SMB1.4_S3 | PV Solar Module String |  | CNHalli_BLOCK_4_SMB1.4 | - | 13.44 | 320W | - | 42 | Modules | Main Inventry | In Operation |  | In Warranty | Trina Solar Co. Ltd. | 2017-09-26 | 2027-09-26 | 120 | TED-A11042-1808-XSC-0109-0 | Trina Solar Co. Ltd. | HSEPL | TSM-320PD14 | [5 empty] | Bescom | HSEPL | Clean Solar Power Tumkur Private Limited | Meera Corporation Kr | 2023-03-15 | 12
CNHalli_Block4 | Modules | CNHalli_Block4_SMB1.4_S4 | PV Solar Module String |  | CNHalli_BLOCK_4_SMB1.4 | - | 13.44 | 320W | - | 42 | Modules | Main Inventry | In Operation |  | In Warranty | Trina Solar Co. Ltd. | 2017-09-26 | 2027-09-26 | 120 | TED-A11042-1808-XSC-0109-0 | Trina Solar Co. Ltd. | HSEPL | TSM-320PD14 | [5 empty] | Bescom | HSEPL | Clean Solar Power Tumkur Private Limited | Meera Corporation Kr | 2023-03-15 | 12
CNHalli_Block4 | Modules | CNHalli_Block4_SMB1.4_S5 | PV Solar Module String |  | CNHalli_BLOCK_4_SMB1.4 | - | 13.44 | 320W | - | 42 | Modules | Main Inventry | In Operation |  | In Warranty | Trina Solar Co. Ltd. | 2017-09-26 | 2027-09-26 | 120 | TED-A11042-1808-XSC-0109-0 | Trina Solar Co. Ltd. | HSEPL | TSM-320PD14 | [5 empty] | Bescom | HSEPL | Clean Solar Power Tumkur Private Limited | Meera Corporation Kr | 2023-03-15 | 12
CNHalli_Block4 | Modules | CNHalli_Block4_SMB1.4_S6 | PV Solar Module String |  | CNHalli_BLOCK_4_SMB1.4 | - | 13.44 | 320W | - | 42 | Modules | Main Inventry | In Operation |  | In Warranty | Trina Solar Co. Ltd. | 2017-09-26 | 2027-09-26 | 120 | TED-A11042-1808-XSC-0109-0 | Trina Solar Co. Ltd. | HSEPL | TSM-320PD14 | [5 empty] | Bescom | HSEPL | Clean Solar Power Tumkur Private Limited | Meera Corporation Kr | 2023-03-15 | 12
CNHalli_Block4 | Modules | CNHalli_Block4_SMB1.4_S7 | PV Solar Module String |  | CNHalli_BLOCK_4_SMB1.4 | - | 13.44 | 320W | - | 42 | Modules | Main Inventry | In Operation |  | In Warranty | Trina Solar Co. Ltd. | 2017-09-26 | 2027-09-26 | 120 | TED-A11042-1808-XSC-0109-0 | Trina Solar Co. Ltd. | HSEPL | TSM-320PD14 | [5 empty] | Bescom | HSEPL | Clean Solar Power Tumkur Private Limited | Meera Corporation Kr | 2023-03-15 | 12
CNHalli_Block4 | Modules | CNHalli_Block4_SMB1.4_S8 | PV Solar Module String |  | CNHalli_BLOCK_4_SMB1.4 | - | 13.44 | 320W | - | 42 | Modules | Main Inventry | In Operation |  | In Warranty | Trina Solar Co. Ltd. | 2017-09-26 | 2027-09-26 | 120 | TED-A11042-1808-XSC-0109-0 | Trina Solar Co. Ltd. | HSEPL | TSM-320PD14 | [5 empty] | Bescom | HSEPL | Clean Solar Power Tumkur Private Limited | Meera Corporation Kr | 2023-03-15 | 12
CNHalli_Block4 | Modules | CNHalli_Block4_SMB1.4_S9 | PV Solar Module String |  | CNHalli_BLOCK_4_SMB1.4 | - | 13.44 | 320W | - | 42 | Modules | Main Inventry | In Operation |  | In Warranty | Trina Solar Co. Ltd. | 2017-09-26 | 2027-09-26 | 120 | TED-A11042-1808-XSC-0109-0 | Trina Solar Co. Ltd. | HSEPL | TSM-320PD14 | [5 empty] | Bescom | HSEPL | Clean Solar Power Tumkur Private Limited | Meera Corporation Kr | 2023-03-15 | 12
CNHalli_Block4 | Modules | CNHalli_Block4_SMB1.4_S10 | PV Solar Module String |  | CNHalli_BLOCK_4_SMB1.4 | - | 13.44 | 320W | - | 42 | Modules | Main Inventry | In Operation |  | In Warranty | Trina Solar Co. Ltd. | 2017-09-26 | 2027-09-26 | 120 | TED-A11042-1808-XSC-0109-0 | Trina Solar Co. Ltd. | HSEPL | TSM-320PD14 | [5 empty] | Bescom | HSEPL | Clean Solar Power Tumkur Private Limited | Meera Corporation Kr | 2023-03-15 | 12
CNHalli_Block4 | Modules | CNHalli_Block4_SMB1.4_S11 | PV Solar Module String |  | CNHalli_BLOCK_4_SMB1.4 | - | 13.44 | 320W | - | 42 | Modules | Main Inventry | In Operation |  | In Warranty | Trina Solar Co. Ltd. | 2017-09-26 | 2027-09-26 | 120 | TED-A11042-1808-XSC-0109-0 | Trina Solar Co. Ltd. | HSEPL | TSM-320PD14 | [5 empty] | Bescom | HSEPL | Clean Solar Power Tumkur Private Limited | Meera Corporation Kr | 2023-03-15 | 12
CNHalli_Block4 | Modules | CNHalli_Block4_SMB1.4_S12 | PV Solar Module String |  | CNHalli_BLOCK_4_SMB1.4 | - | 13.44 | 320W | - | 42 | Modules | Main Inventry | In Operation |  | In Warranty | Trina Solar Co. Ltd. | 2017-09-26 | 2027-09-26 | 120 | TED-A11042-1808-XSC-0109-0 | Trina Solar Co. Ltd. | HSEPL | TSM-320PD14 | [5 empty] | Bescom | HSEPL | Clean Solar Power Tumkur Private Limited | Meera Corporation Kr | 2023-03-15 | 12
CNHalli_Block4 | Modules | CNHalli_Block4_SMB1.5_S1 | PV Solar Module String |  | CNHalli_BLOCK_4_SMB1.5 | - | 13.44 | 320W | - | 42 | Modules | Main Inventry | In Operation |  | In Warranty | Trina Solar Co. Ltd. | 2017-09-26 | 2027-09-26 | 120 | TED-A11042-1808-XSC-0109-0 | Trina Solar Co. Ltd. | HSEPL | TSM-320PD14 | [5 empty] | Bescom | HSEPL | Clean Solar Power Tumkur Private Limited | Meera Corporation Kr | 2023-03-15 | 12
CNHalli_Block4 | Modules | CNHalli_Block4_SMB1.5_S2 | PV Solar Module String |  | CNHalli_BLOCK_4_SMB1.5 | - | 13.44 | 320W | - | 42 | Modules | Main Inventry | In Operation |  | In Warranty | Trina Solar Co. Ltd. | 2017-09-26 | 2027-09-26 | 120 | TED-A11042-1808-XSC-0109-0 | Trina Solar Co. Ltd. | HSEPL | TSM-320PD14 | [5 empty] | Bescom | HSEPL | Clean Solar Power Tumkur Private Limited | Meera Corporation Kr | 2023-03-15 | 12
CNHalli_Block4 | Modules | CNHalli_Block4_SMB1.5_S3 | PV Solar Module String |  | CNHalli_BLOCK_4_SMB1.5 | - | 13.44 | 320W | - | 42 | Modules | Main Inventry | In Operation |  | In Warranty | Trina Solar Co. Ltd. | 2017-09-26 | 2027-09-26 | 120 | TED-A11042-1808-XSC-0109-0 | Trina Solar Co. Ltd. | HSEPL | TSM-320PD14 | [5 empty] | Bescom | HSEPL | Clean Solar Power Tumkur Private Limited | Meera Corporation Kr | 2023-03-15 | 12
CNHalli_Block4 | Modules | CNHalli_Block4_SMB1.5_S4 | PV Solar Module String |  | CNHalli_BLOCK_4_SMB1.5 | - | 13.44 | 320W | - | 42 | Modules | Main Inventry | In Operation |  | In Warranty | Trina Solar Co. Ltd. | 2017-09-26 | 2027-09-26 | 120 | TED-A11042-1808-XSC-0109-0 | Trina Solar Co. Ltd. | HSEPL | TSM-320PD14 | [5 empty] | Bescom | HSEPL | Clean Solar Power Tumkur Private Limited | Meera Corporation Kr | 2023-03-15 | 12
CNHalli_Block4 | Modules | CNHalli_Block4_SMB1.5_S5 | PV Solar Module String |  | CNHalli_BLOCK_4_SMB1.5 | - | 13.44 | 320W | - | 42 | Modules | Main Inventry | In Operation |  | In Warranty | Trina Solar Co. Ltd. | 2017-09-26 | 2027-09-26 | 120 | TED-A11042-1808-XSC-0109-0 | Trina Solar Co. Ltd. | HSEPL | TSM-320PD14 | [5 empty] | Bescom | HSEPL | Clean Solar Power Tumkur Private Limited | Meera Corporation Kr | 2023-03-15 | 12
CNHalli_Block4 | Modules | CNHalli_Block4_SMB1.5_S6 | PV Solar Module String |  | CNHalli_BLOCK_4_SMB1.5 | - | 13.44 | 320W | - | 42 | Modules | Main Inventry | In Operation |  | In Warranty | Trina Solar Co. Ltd. | 2017-09-26 | 2027-09-26 | 120 | TED-A11042-1808-XSC-0109-0 | Trina Solar Co. Ltd. | HSEPL | TSM-320PD14 | [5 empty] | Bescom | HSEPL | Clean Solar Power Tumkur Private Limited | Meera Corporation Kr | 2023-03-15 | 12
CNHalli_Block4 | Modules | CNHalli_Block4_SMB1.5_S7 | PV Solar Module String |  | CNHalli_BLOCK_4_SMB1.5 | - | 13.44 | 320W | - | 42 | Modules | Main Inventry | In Operation |  | In Warranty | Trina Solar Co. Ltd. | 2017-09-26 | 2027-09-26 | 120 | TED-A11042-1808-XSC-0109-0 | Trina Solar Co. Ltd. | HSEPL | TSM-320PD14 | [5 empty] | Bescom | HSEPL | Clean Solar Power Tumkur Private Limited | Meera Corporation Kr | 2023-03-15 | 12
CNHalli_Block4 | Modules | CNHalli_Block4_SMB1.5_S8 | PV Solar Module String |  | CNHalli_BLOCK_4_SMB1.5 | - | 13.44 | 320W | - | 42 | Modules | Main Inventry | In Operation |  | In Warranty | Trina Solar Co. Ltd. | 2017-09-26 | 2027-09-26 | 120 | TED-A11042-1808-XSC-0109-0 | Trina Solar Co. Ltd. | HSEPL | TSM-320PD14 | [5 empty] | Bescom | HSEPL | Clean Solar Power Tumkur Private Limited | Meera Corporation Kr | 2023-03-15 | 12
CNHalli_Block4 | Modules | CNHalli_Block4_SMB1.5_S9 | PV Solar Module String |  | CNHalli_BLOCK_4_SMB1.5 | - | 13.44 | 320W | - | 42 | Modules | Main Inventry | In Operation |  | In Warranty | Trina Solar Co. Ltd. | 2017-09-26 | 2027-09-26 | 120 | TED-A11042-1808-XSC-0109-0 | Trina Solar Co. Ltd. | HSEPL | TSM-320PD14 | [5 empty] | Bescom | HSEPL | Clean Solar Power Tumkur Private Limited | Meera Corporation Kr | 2023-03-15 | 12
CNHalli_Block4 | Modules | CNHalli_Block4_SMB1.5_S10 | PV Solar Module String |  | CNHalli_BLOCK_4_SMB1.5 | - | 13.44 | 320W | - | 42 | Modules | Main Inventry | In Operation |  | In Warranty | Trina Solar Co. Ltd. | 2017-09-26 | 2027-09-26 | 120 | TED-A11042-1808-XSC-0109-0 | Trina Solar Co. Ltd. | HSEPL | TSM-320PD14 | [5 empty] | Bescom | HSEPL | Clean Solar Power Tumkur Private Limited | Meera Corporation Kr | 2023-03-15 | 12
CNHalli_Block4 | Modules | CNHalli_Block4_SMB1.5_S11 | PV Solar Module String |  | CNHalli_BLOCK_4_SMB1.5 | - | 13.44 | 320W | - | 42 | Modules | Main Inventry | In Operation |  | In Warranty | Trina Solar Co. Ltd. | 2017-09-26 | 2027-09-26 | 120 | TED-A11042-1808-XSC-0109-0 | Trina Solar Co. Ltd. | HSEPL | TSM-320PD14 | [5 empty] | Bescom | HSEPL | Clean Solar Power Tumkur Private Limited | Meera Corporation Kr | 2023-03-15 | 12
CNHalli_Block4 | Modules | CNHalli_Block4_SMB1.5_S12 | PV Solar Module String |  | CNHalli_BLOCK_4_SMB1.5 | - | 13.44 | 320W | - | 42 | Modules | Main Inventry | In Operation |  | In Warranty | Trina Solar Co. Ltd. | 2017-09-26 | 2027-09-26 | 120 | TED-A11042-1808-XSC-0109-0 | Trina Solar Co. Ltd. | HSEPL | TSM-320PD14 | [5 empty] | Bescom | HSEPL | Clean Solar Power Tumkur Private Limited | Meera Corporation Kr | 2023-03-15 | 12
CNHalli_Block4 | Modules | CNHalli_Block4_SMB1.6_S1 | PV Solar Module String |  | CNHalli_BLOCK_4_SMB1.6 | - | 13.44 | 320W | - | 42 | Modules | Main Inventry | In Operation |  | In Warranty | Trina Solar Co. Ltd. | 2017-09-26 | 2027-09-26 | 120 | TED-A11042-1808-XSC-0109-0 | Trina Solar Co. Ltd. | HSEPL | TSM-320PD14 | [5 empty] | Bescom | HSEPL | Clean Solar Power Tumkur Private Limited | Meera Corporation Kr | 2023-03-15 | 12
CNHalli_Block4 | Modules | CNHalli_Block4_SMB1.6_S2 | PV Solar Module String |  | CNHalli_BLOCK_4_SMB1.6 | - | 13.44 | 320W | - | 42 | Modules | Main Inventry | In Operation |  | In Warranty | Trina Solar Co. Ltd. | 2017-09-26 | 2027-09-26 | 120 | TED-A11042-1808-XSC-0109-0 | Trina Solar Co. Ltd. | HSEPL | TSM-320PD14 | [5 empty] | Bescom | HSEPL | Clean Solar Power Tumkur Private Limited | Meera Corporation Kr | 2023-03-15 | 12
CNHalli_Block4 | Modules | CNHalli_Block4_SMB1.6_S3 | PV Solar Module String |  | CNHalli_BLOCK_4_SMB1.6 | - | 13.44 | 320W | - | 42 | Modules | Main Inventry | In Operation |  | In Warranty | Trina Solar Co. Ltd. | 2017-09-26 | 2027-09-26 | 120 | TED-A11042-1808-XSC-0109-0 | Trina Solar Co. Ltd. | HSEPL | TSM-320PD14 | [5 empty] | Bescom | HSEPL | Clean Solar Power Tumkur Private Limited | Meera Corporation Kr | 2023-03-15 | 12
CNHalli_Block4 | Modules | CNHalli_Block4_SMB1.6_S4 | PV Solar Module String |  | CNHalli_BLOCK_4_SMB1.6 | - | 13.44 | 320W | - | 42 | Modules | Main Inventry | In Operation |  | In Warranty | Trina Solar Co. Ltd. | 2017-09-26 | 2027-09-26 | 120 | TED-A11042-1808-XSC-0109-0 | Trina Solar Co. Ltd. | HSEPL | TSM-320PD14 | [5 empty] | Bescom | HSEPL | Clean Solar Power Tumkur Private Limited | Meera Corporation Kr | 2023-03-15 | 12
CNHalli_Block4 | Modules | CNHalli_Block4_SMB1.6_S5 | PV Solar Module String |  | CNHalli_BLOCK_4_SMB1.6 | - | 13.54 | 320W | - | 42 | Modules | Main Inventry | In Operation |  | In Warranty | Trina Solar Co. Ltd. | 2017-09-26 | 2027-09-26 | 120 | TED-A11042-1808-XSC-0109-0 | Trina Solar Co. Ltd. | HSEPL | TSM-320PD14 | [5 empty] | Bescom | HSEPL | Clean Solar Power Tumkur Private Limited | Meera Corporation Kr | 2023-03-15 | 12
CNHalli_Block4 | Modules | CNHalli_Block4_SMB1.6_S6 | PV Solar Module String |  | CNHalli_BLOCK_4_SMB1.6 | - | 13.52 | 320W | - | 42 | Modules | Main Inventry | In Operation |  | In Warranty | Trina Solar Co. Ltd. | 2017-09-26 | 2027-09-26 | 120 | TED-A11042-1808-XSC-0109-0 | Trina Solar Co. Ltd. | HSEPL | TSM-320PD14 | [5 empty] | Bescom | HSEPL | Clean Solar Power Tumkur Private Limited | Meera Corporation Kr | 2023-03-15 | 12
CNHalli_Block4 | Modules | CNHalli_Block4_SMB1.6_S7 | PV Solar Module String |  | CNHalli_BLOCK_4_SMB1.6 | - | 13.44 | 320W | - | 42 | Modules | Main Inventry | In Operation |  | In Warranty | Trina Solar Co. Ltd. | 2017-09-26 | 2027-09-26 | 120 | TED-A11042-1808-XSC-0109-0 | Trina Solar Co. Ltd. | HSEPL | TSM-320PD14 | [5 empty] | Bescom | HSEPL | Clean Solar Power Tumkur Private Limited | Meera Corporation Kr | 2023-03-15 | 12
CNHalli_Block4 | Modules | CNHalli_Block4_SMB1.6_S8 | PV Solar Module String |  | CNHalli_BLOCK_4_SMB1.6 | - | 13.44 | 320W | - | 42 | Modules | Main Inventry | In Operation |  | In Warranty | Trina Solar Co. Ltd. | 2017-09-26 | 2027-09-26 | 120 | TED-A11042-1808-XSC-0109-0 | Trina Solar Co. Ltd. | HSEPL | TSM-320PD14 | [5 empty] | Bescom | HSEPL | Clean Solar Power Tumkur Private Limited | Meera Corporation Kr | 2023-03-15 | 12
CNHalli_Block4 | Modules | CNHalli_Block4_SMB1.6_S9 | PV Solar Module String |  | CNHalli_BLOCK_4_SMB1.6 | - | 13.44 | 320W | - | 42 | Modules | Main Inventry | In Operation |  | In Warranty | Trina Solar Co. Ltd. | 2017-09-26 | 2027-09-26 | 120 | TED-A11042-1808-XSC-0109-0 | Trina Solar Co. Ltd. | HSEPL | TSM-320PD14 | [5 empty] | Bescom | HSEPL | Clean Solar Power Tumkur Private Limited | Meera Corporation Kr | 2023-03-15 | 12
CNHalli_Block4 | Modules | CNHalli_Block4_SMB1.6_S10 | PV Solar Module String |  | CNHalli_BLOCK_4_SMB1.6 | - | 13.44 | 320W | - | 42 | Modules | Main Inventry | In Operation |  | In Warranty | Trina Solar Co. Ltd. | 2017-09-26 | 2027-09-26 | 120 | TED-A11042-1808-XSC-0109-0 | Trina Solar Co. Ltd. | HSEPL | TSM-320PD14 | [5 empty] | Bescom | HSEPL | Clean Solar Power Tumkur Private Limited | Meera Corporation Kr | 2023-03-15 | 12
CNHalli_Block4 | Modules | CNHalli_Block4_SMB1.6_S11 | PV Solar Module String |  | CNHalli_BLOCK_4_SMB1.6 | - | 13.44 | 320W | - | 42 | Modules | Main Inventry | In Operation |  | In Warranty | Trina Solar Co. Ltd. | 2017-09-26 | 2027-09-26 | 120 | TED-A11042-1808-XSC-0109-0 | Trina Solar Co. Ltd. | HSEPL | TSM-320PD14 | [5 empty] | Bescom | HSEPL | Clean Solar Power Tumkur Private Limited | Meera Corporation Kr | 2023-03-15 | 12
CNHalli_Block4 | Modules | CNHalli_Block4_SMB1.6_S12 | PV Solar Module String |  | CNHalli_BLOCK_4_SMB1.7 | - | 13.44 | 320W | - | 42 | Modules | Main Inventry | In Operation |  | In Warranty | Trina Solar Co. Ltd. | 2017-09-26 | 2027-09-26 | 120 | TED-A11042-1808-XSC-0109-0 | Trina Solar Co. Ltd. | HSEPL | TSM-320PD14 | [5 empty] | Bescom | HSEPL | Clean Solar Power Tumkur Private Limited | Meera Corporation Kr | 2023-03-15 | 12
CNHalli_Block4 | Modules | CNHalli_Block4_SMB1.7_S1 | PV Solar Module String |  | CNHalli_BLOCK_4_SMB1.7 | - | 13.44 | 320W | - | 42 | Modules | Main Inventry | In Operation |  | In Warranty | Trina Solar Co. Ltd. | 2017-09-26 | 2027-09-26 | 120 | TED-A11042-1808-XSC-0109-0 | Trina Solar Co. Ltd. | HSEPL | TSM-320PD14 | [5 empty] | Bescom | HSEPL | Clean Solar Power Tumkur Private Limited | Meera Corporation Kr | 2023-03-15 | 12
CNHalli_Block4 | Modules | CNHalli_Block4_SMB1.7_S2 | PV Solar Module String |  | CNHalli_BLOCK_4_SMB1.7 | - | 13.44 | 320W | - | 42 | Modules | Main Inventry | In Operation |  | In Warranty | Trina Solar Co. Ltd. | 2017-09-26 | 2027-09-26 | 120 | TED-A11042-1808-XSC-0109-0 | Trina Solar Co. Ltd. | HSEPL | TSM-320PD14 | [5 empty] | Bescom | HSEPL | Clean Solar Power Tumkur Private Limited | Meera Corporation Kr | 2023-03-15 | 12
CNHalli_Block4 | Modules | CNHalli_Block4_SMB1.7_S3 | PV Solar Module String |  | CNHalli_BLOCK_4_SMB1.7 | - | 13.44 | 320W | - | 42 | Modules | Main Inventry | In Operation |  | In Warranty | Trina Solar Co. Ltd. | 2017-09-26 | 2027-09-26 | 120 | TED-A11042-1808-XSC-0109-0 | Trina Solar Co. Ltd. | HSEPL | TSM-320PD14 | [5 empty] | Bescom | HSEPL | Clean Solar Power Tumkur Private Limited | Meera Corporation Kr | 2023-03-15 | 12
CNHalli_Block4 | Modules | CNHalli_Block4_SMB1.7_S4 | PV Solar Module String |  | CNHalli_BLOCK_4_SMB1.7 | - | 13.44 | 320W | - | 42 | Modules | Main Inventry | In Operation |  | In Warranty | Trina Solar Co. Ltd. | 2017-09-26 | 2027-09-26 | 120 | TED-A11042-1808-XSC-0109-0 | Trina Solar Co. Ltd. | HSEPL | TSM-320PD14 | [5 empty] | Bescom | HSEPL | Clean Solar Power Tumkur Private Limited | Meera Corporation Kr | 2023-03-15 | 12
CNHalli_Block4 | Modules | CNHalli_Block4_SMB1.7_S5 | PV Solar Module String |  | CNHalli_BLOCK_4_SMB1.7 | - | 13.44 | 320W | - | 42 | Modules | Main Inventry | In Operation |  | In Warranty | Trina Solar Co. Ltd. | 2017-09-26 | 2027-09-26 | 120 | TED-A11042-1808-XSC-0109-0 | Trina Solar Co. Ltd. | HSEPL | TSM-320PD14 | [5 empty] | Bescom | HSEPL | Clean Solar Power Tumkur Private Limited | Meera Corporation Kr | 2023-03-15 | 12
CNHalli_Block4 | Modules | CNHalli_Block4_SMB1.7_S6 | PV Solar Module String |  | CNHalli_BLOCK_4_SMB1.7 | - | 13.44 | 320W | - | 42 | Modules | Main Inventry | In Operation |  | In Warranty | Trina Solar Co. Ltd. | 2017-09-26 | 2027-09-26 | 120 | TED-A11042-1808-XSC-0109-0 | Trina Solar Co. Ltd. | HSEPL | TSM-320PD14 | [5 empty] | Bescom | HSEPL | Clean Solar Power Tumkur Private Limited | Meera Corporation Kr | 2023-03-15 | 12
CNHalli_Block4 | Modules | CNHalli_Block4_SMB1.7_S7 | PV Solar Module String |  | CNHalli_BLOCK_4_SMB1.7 | - | 13.44 | 320W | - | 42 | Modules | Main Inventry | In Operation |  | In Warranty | Trina Solar Co. Ltd. | 2017-09-26 | 2027-09-26 | 120 | TED-A11042-1808-XSC-0109-0 | Trina Solar Co. Ltd. | HSEPL | TSM-320PD14 | [5 empty] | Bescom | HSEPL | Clean Solar Power Tumkur Private Limited | Meera Corporation Kr | 2023-03-15 | 12
CNHalli_Block4 | Modules | CNHalli_Block4_SMB1.7_S8 | PV Solar Module String |  | CNHalli_BLOCK_4_SMB1.7 | - | 13.44 | 320W | - | 42 | Modules | Main Inventry | In Operation |  | In Warranty | Trina Solar Co. Ltd. | 2017-09-26 | 2027-09-26 | 120 | TED-A11042-1808-XSC-0109-0 | Trina Solar Co. Ltd. | HSEPL | TSM-320PD14 | [5 empty] | Bescom | HSEPL | Clean Solar Power Tumkur Private Limited | Meera Corporation Kr | 2023-03-15 | 12
CNHalli_Block4 | Modules | CNHalli_Block4_SMB1.7_S9 | PV Solar Module String |  | CNHalli_BLOCK_4_SMB1.7 | - | 13.44 | 320W | - | 42 | Modules | Main Inventry | In Operation |  | In Warranty | Trina Solar Co. Ltd. | 2017-09-26 | 2027-09-26 | 120 | TED-A11042-1808-XSC-0109-0 | Trina Solar Co. Ltd. | HSEPL | TSM-320PD14 | [5 empty] | Bescom | HSEPL | Clean Solar Power Tumkur Private Limited | Meera Corporation Kr | 2023-03-15 | 12
CNHalli_Block4 | Modules | CNHalli_Block4_SMB1.7_S10 | PV Solar Module String |  | CNHalli_BLOCK_4_SMB1.7 | - | 13.44 | 320W | - | 42 | Modules | Main Inventry | In Operation |  | In Warranty | Trina Solar Co. Ltd. | 2017-09-26 | 2027-09-26 | 120 | TED-A11042-1808-XSC-0109-0 | Trina Solar Co. Ltd. | HSEPL | TSM-320PD14 | [5 empty] | Bescom | HSEPL | Clean Solar Power Tumkur Private Limited | Meera Corporation Kr | 2023-03-15 | 12
CNHalli_Block4 | Modules | CNHalli_Block4_SMB2.1_S1 | PV Solar Module String |  | CNHalli_BLOCK_4_SMB2.1 | - | 13.44 | 320W | - | 42 | Modules | Main Inventry | In Operation |  | In Warranty | Trina Solar Co. Ltd. | 2017-09-26 | 2027-09-26 | 120 | TED-A11042-1808-XSC-0109-0 | Trina Solar Co. Ltd. | HSEPL | TSM-320PD14 | [5 empty] | Bescom | HSEPL | Clean Solar Power Tumkur Private Limited | Meera Corporation Kr | 2023-03-15 | 12
CNHalli_Block4 | Modules | CNHalli_Block4_SMB2.1_S2 | PV Solar Module String |  | CNHalli_BLOCK_4_SMB2.1 | - | 13.44 | 320W | - | 42 | Modules | Main Inventry | In Operation |  | In Warranty | Trina Solar Co. Ltd. | 2017-09-26 | 2027-09-26 | 120 | TED-A11042-1808-XSC-0109-0 | Trina Solar Co. Ltd. | HSEPL | TSM-320PD14 | [5 empty] | Bescom | HSEPL | Clean Solar Power Tumkur Private Limited | Meera Corporation Kr | 2023-03-15 | 12
CNHalli_Block4 | Modules | CNHalli_Block4_SMB2.1_S3 | PV Solar Module String |  | CNHalli_BLOCK_4_SMB2.1 | - | 13.44 | 320W | - | 42 | Modules | Main Inventry | In Operation |  | In Warranty | Trina Solar Co. Ltd. | 2017-09-26 | 2027-09-26 | 120 | TED-A11042-1808-XSC-0109-0 | Trina Solar Co. Ltd. | HSEPL | TSM-320PD14 | [5 empty] | Bescom | HSEPL | Clean Solar Power Tumkur Private Limited | Meera Corporation Kr | 2023-03-15 | 12
CNHalli_Block4 | Modules | CNHalli_Block4_SMB2.1_S4 | PV Solar Module String |  | CNHalli_BLOCK_4_SMB2.1 | - | 13.44 | 320W | - | 42 | Modules | Main Inventry | In Operation |  | In Warranty | Trina Solar Co. Ltd. | 2017-09-26 | 2027-09-26 | 120 | TED-A11042-1808-XSC-0109-0 | Trina Solar Co. Ltd. | HSEPL | TSM-320PD14 | [5 empty] | Bescom | HSEPL | Clean Solar Power Tumkur Private Limited | Meera Corporation Kr | 2023-03-15 | 12
CNHalli_Block4 | Modules | CNHalli_Block4_SMB2.1_S5 | PV Solar Module String |  | CNHalli_BLOCK_4_SMB2.1 | - | 13.44 | 320W | - | 42 | Modules | Main Inventry | In Operation |  | In Warranty | Trina Solar Co. Ltd. | 2017-09-26 | 2027-09-26 | 120 | TED-A11042-1808-XSC-0109-0 | Trina Solar Co. Ltd. | HSEPL | TSM-320PD14 | [5 empty] | Bescom | HSEPL | Clean Solar Power Tumkur Private Limited | Meera Corporation Kr | 2023-03-15 | 12
CNHalli_Block4 | Modules | CNHalli_Block4_SMB2.1_S6 | PV Solar Module String |  | CNHalli_BLOCK_4_SMB2.1 | - | 13.44 | 320W | - | 42 | Modules | Main Inventry | In Operation |  | In Warranty | Trina Solar Co. Ltd. | 2017-09-26 | 2027-09-26 | 120 | TED-A11042-1808-XSC-0109-0 | Trina Solar Co. Ltd. | HSEPL | TSM-320PD14 | [5 empty] | Bescom | HSEPL | Clean Solar Power Tumkur Private Limited | Meera Corporation Kr | 2023-03-15 | 12
CNHalli_Block4 | Modules | CNHalli_Block4_SMB2.1_S7 | PV Solar Module String |  | CNHalli_BLOCK_4_SMB2.1 | - | 13.44 | 320W | - | 42 | Modules | Main Inventry | In Operation |  | In Warranty | Trina Solar Co. Ltd. | 2017-09-26 | 2027-09-26 | 120 | TED-A11042-1808-XSC-0109-0 | Trina Solar Co. Ltd. | HSEPL | TSM-320PD14 | [5 empty] | Bescom | HSEPL | Clean Solar Power Tumkur Private Limited | Meera Corporation Kr | 2023-03-15 | 12
CNHalli_Block4 | Modules | CNHalli_Block4_SMB2.1_S8 | PV Solar Module String |  | CNHalli_BLOCK_4_SMB2.1 | - | 13.44 | 320W | - | 42 | Modules | Main Inventry | In Operation |  | In Warranty | Trina Solar Co. Ltd. | 2017-09-26 | 2027-09-26 | 120 | TED-A11042-1808-XSC-0109-0 | Trina Solar Co. Ltd. | HSEPL | TSM-320PD14 | [5 empty] | Bescom | HSEPL | Clean Solar Power Tumkur Private Limited | Meera Corporation Kr | 2023-03-15 | 12
CNHalli_Block4 | Modules | CNHalli_Block4_SMB2.1_S9 | PV Solar Module String |  | CNHalli_BLOCK_4_SMB2.1 | - | 13.44 | 320W | - | 42 | Modules | Main Inventry | In Operation |  | In Warranty | Trina Solar Co. Ltd. | 2017-09-26 | 2027-09-26 | 120 | TED-A11042-1808-XSC-0109-0 | Trina Solar Co. Ltd. | HSEPL | TSM-320PD14 | [5 empty] | Bescom | HSEPL | Clean Solar Power Tumkur Private Limited | Meera Corporation Kr | 2023-03-15 | 12
CNHalli_Block4 | Modules | CNHalli_Block4_SMB2.1_S10 | PV Solar Module String |  | CNHalli_BLOCK_4_SMB2.1 | - | 13.44 | 320W | - | 42 | Modules | Main Inventry | In Operation |  | In Warranty | Trina Solar Co. Ltd. | 2017-09-26 | 2027-09-26 | 120 | TED-A11042-1808-XSC-0109-0 | Trina Solar Co. Ltd. | HSEPL | TSM-320PD14 | [5 empty] | Bescom | HSEPL | Clean Solar Power Tumkur Private Limited | Meera Corporation Kr | 2023-03-15 | 12
CNHalli_Block4 | Modules | CNHalli_Block4_SMB2.1_S11 | PV Solar Module String |  | CNHalli_BLOCK_4_SMB2.1 | - | 13.44 | 320W | - | 42 | Modules | Main Inventry | In Operation |  | In Warranty | Trina Solar Co. Ltd. | 2017-09-26 | 2027-09-26 | 120 | TED-A11042-1808-XSC-0109-0 | Trina Solar Co. Ltd. | HSEPL | TSM-320PD14 | [5 empty] | Bescom | HSEPL | Clean Solar Power Tumkur Private Limited | Meera Corporation Kr | 2023-03-15 | 12
CNHalli_Block4 | Modules | CNHalli_Block4_SMB2.1_S12 | PV Solar Module String |  | CNHalli_BLOCK_4_SMB2.1 | - | 13.44 | 320W | - | 42 | Modules | Main Inventry | In Operation |  | In Warranty | Trina Solar Co. Ltd. | 2017-09-26 | 2027-09-26 | 120 | TED-A11042-1808-XSC-0109-0 | Trina Solar Co. Ltd. | HSEPL | TSM-320PD14 | [5 empty] | Bescom | HSEPL | Clean Solar Power Tumkur Private Limited | Meera Corporation Kr | 2023-03-15 | 12
CNHalli_Block4 | Modules | CNHalli_Block4_SMB2.2_S1 | PV Solar Module String |  | CNHalli_BLOCK_4_SMB2.2 | - | 13.44 | 320W | - | 42 | Modules | Main Inventry | In Operation |  | In Warranty | Trina Solar Co. Ltd. | 2017-09-26 | 2027-09-26 | 120 | TED-A11042-1808-XSC-0109-0 | Trina Solar Co. Ltd. | HSEPL | TSM-320PD14 | [5 empty] | Bescom | HSEPL | Clean Solar Power Tumkur Private Limited | Meera Corporation Kr | 2023-03-15 | 12
CNHalli_Block4 | Modules | CNHalli_Block4_SMB2.2_S2 | PV Solar Module String |  | CNHalli_BLOCK_4_SMB2.2 | - | 13.44 | 320W | - | 42 | Modules | Main Inventry | In Operation |  | In Warranty | Trina Solar Co. Ltd. | 2017-09-26 | 2027-09-26 | 120 | TED-A11042-1808-XSC-0109-0 | Trina Solar Co. Ltd. | HSEPL | TSM-320PD14 | [5 empty] | Bescom | HSEPL | Clean Solar Power Tumkur Private Limited | Meera Corporation Kr | 2023-03-15 | 12
CNHalli_Block4 | Modules | CNHalli_Block4_SMB2.2_S3 | PV Solar Module String |  | CNHalli_BLOCK_4_SMB2.2 | - | 13.44 | 320W | - | 42 | Modules | Main Inventry | In Operation |  | In Warranty | Trina Solar Co. Ltd. | 2017-09-26 | 2027-09-26 | 120 | TED-A11042-1808-XSC-0109-0 | Trina Solar Co. Ltd. | HSEPL | TSM-320PD14 | [5 empty] | Bescom | HSEPL | Clean Solar Power Tumkur Private Limited | Meera Corporation Kr | 2023-03-15 | 12
CNHalli_Block4 | Modules | CNHalli_Block4_SMB2.2_S4 | PV Solar Module String |  | CNHalli_BLOCK_4_SMB2.2 | - | 13.44 | 320W | - | 42 | Modules | Main Inventry | In Operation |  | In Warranty | Trina Solar Co. Ltd. | 2017-09-26 | 2027-09-26 | 120 | TED-A11042-1808-XSC-0109-0 | Trina Solar Co. Ltd. | HSEPL | TSM-320PD14 | [5 empty] | Bescom | HSEPL | Clean Solar Power Tumkur Private Limited | Meera Corporation Kr | 2023-03-15 | 12
CNHalli_Block4 | Modules | CNHalli_Block4_SMB2.2_S5 | PV Solar Module String |  | CNHalli_BLOCK_4_SMB2.2 | - | 13.44 | 320W | - | 42 | Modules | Main Inventry | In Operation |  | In Warranty | Trina Solar Co. Ltd. | 2017-09-26 | 2027-09-26 | 120 | TED-A11042-1808-XSC-0109-0 | Trina Solar Co. Ltd. | HSEPL | TSM-320PD14 | [5 empty] | Bescom | HSEPL | Clean Solar Power Tumkur Private Limited | Meera Corporation Kr | 2023-03-15 | 12
CNHalli_Block4 | Modules | CNHalli_Block4_SMB2.2_S6 | PV Solar Module String |  | CNHalli_BLOCK_4_SMB2.2 | - | 13.44 | 320W | - | 42 | Modules | Main Inventry | In Operation |  | In Warranty | Trina Solar Co. Ltd. | 2017-09-26 | 2027-09-26 | 120 | TED-A11042-1808-XSC-0109-0 | Trina Solar Co. Ltd. | HSEPL | TSM-320PD14 | [5 empty] | Bescom | HSEPL | Clean Solar Power Tumkur Private Limited | Meera Corporation Kr | 2023-03-15 | 12
CNHalli_Block4 | Modules | CNHalli_Block4_SMB2.2_S7 | PV Solar Module String |  | CNHalli_BLOCK_4_SMB2.2 | - | 13.44 | 320W | - | 42 | Modules | Main Inventry | In Operation |  | In Warranty | Trina Solar Co. Ltd. | 2017-09-26 | 2027-09-26 | 120 | TED-A11042-1808-XSC-0109-0 | Trina Solar Co. Ltd. | HSEPL | TSM-320PD14 | [5 empty] | Bescom | HSEPL | Clean Solar Power Tumkur Private Limited | Meera Corporation Kr | 2023-03-15 | 12
CNHalli_Block4 | Modules | CNHalli_Block4_SMB2.2_S8 | PV Solar Module String |  | CNHalli_BLOCK_4_SMB2.2 | - | 13.44 | 320W | - | 42 | Modules | Main Inventry | In Operation |  | In Warranty | Trina Solar Co. Ltd. | 2017-09-26 | 2027-09-26 | 120 | TED-A11042-1808-XSC-0109-0 | Trina Solar Co. Ltd. | HSEPL | TSM-320PD14 | [5 empty] | Bescom | HSEPL | Clean Solar Power Tumkur Private Limited | Meera Corporation Kr | 2023-03-15 | 12
CNHalli_Block4 | Modules | CNHalli_Block4_SMB2.2_S9 | PV Solar Module String |  | CNHalli_BLOCK_4_SMB2.2 | - | 13.44 | 320W | - | 42 | Modules | Main Inventry | In Operation |  | In Warranty | Trina Solar Co. Ltd. | 2017-09-26 | 2027-09-26 | 120 | TED-A11042-1808-XSC-0109-0 | Trina Solar Co. Ltd. | HSEPL | TSM-320PD14 | [5 empty] | Bescom | HSEPL | Clean Solar Power Tumkur Private Limited | Meera Corporation Kr | 2023-03-15 | 12
CNHalli_Block4 | Modules | CNHalli_Block4_SMB2.2_S10 | PV Solar Module String |  | CNHalli_BLOCK_4_SMB2.2 | - | 13.44 | 320W | - | 42 | Modules | Main Inventry | In Operation |  | In Warranty | Trina Solar Co. Ltd. | 2017-09-26 | 2027-09-26 | 120 | TED-A11042-1808-XSC-0109-0 | Trina Solar Co. Ltd. | HSEPL | TSM-320PD14 | [5 empty] | Bescom | HSEPL | Clean Solar Power Tumkur Private Limited | Meera Corporation Kr | 2023-03-15 | 12
CNHalli_Block4 | Modules | CNHalli_Block4_SMB2.2_S11 | PV Solar Module String |  | CNHalli_BLOCK_4_SMB2.2 | - | 13.44 | 320W | - | 42 | Modules | Main Inventry | In Operation |  | In Warranty | Trina Solar Co. Ltd. | 2017-09-26 | 2027-09-26 | 120 | TED-A11042-1808-XSC-0109-0 | Trina Solar Co. Ltd. | HSEPL | TSM-320PD14 | [5 empty] | Bescom | HSEPL | Clean Solar Power Tumkur Private Limited | Meera Corporation Kr | 2023-03-15 | 12
CNHalli_Block4 | Modules | CNHalli_Block4_SMB2.2_S12 | PV Solar Module String |  | CNHalli_BLOCK_4_SMB2.2 | - | 13.44 | 320W | - | 42 | Modules | Main Inventry | In Operation |  | In Warranty | Trina Solar Co. Ltd. | 2017-09-26 | 2027-09-26 | 120 | TED-A11042-1808-XSC-0109-0 | Trina Solar Co. Ltd. | HSEPL | TSM-320PD14 | [5 empty] | Bescom | HSEPL | Clean Solar Power Tumkur Private Limited | Meera Corporation Kr | 2023-03-15 | 12
CNHalli_Block4 | Modules | CNHalli_Block4_SMB2.3_S1 | PV Solar Module String |  | CNHalli_BLOCK_4_SMB2.3 | - | 13.44 | 320W | - | 42 | Modules | Main Inventry | In Operation |  | In Warranty | Trina Solar Co. Ltd. | 2017-09-26 | 2027-09-26 | 120 | TED-A11042-1808-XSC-0109-0 | Trina Solar Co. Ltd. | HSEPL | TSM-320PD14 | [5 empty] | Bescom | HSEPL | Clean Solar Power Tumkur Private Limited | Meera Corporation Kr | 2023-03-15 | 12
CNHalli_Block4 | Modules | CNHalli_Block4_SMB2.3_S2 | PV Solar Module String |  | CNHalli_BLOCK_4_SMB2.3 | - | 13.44 | 320W | - | 42 | Modules | Main Inventry | In Operation |  | In Warranty | Trina Solar Co. Ltd. | 2017-09-26 | 2027-09-26 | 120 | TED-A11042-1808-XSC-0109-0 | Trina Solar Co. Ltd. | HSEPL | TSM-320PD14 | [5 empty] | Bescom | HSEPL | Clean Solar Power Tumkur Private Limited | Meera Corporation Kr | 2023-03-15 | 12
CNHalli_Block4 | Modules | CNHalli_Block4_SMB2.3_S3 | PV Solar Module String |  | CNHalli_BLOCK_4_SMB2.3 | - | 13.44 | 320W | - | 42 | Modules | Main Inventry | In Operation |  | In Warranty | Trina Solar Co. Ltd. | 2017-09-26 | 2027-09-26 | 120 | TED-A11042-1808-XSC-0109-0 | Trina Solar Co. Ltd. | HSEPL | TSM-320PD14 | [5 empty] | Bescom | HSEPL | Clean Solar Power Tumkur Private Limited | Meera Corporation Kr | 2023-03-15 | 12
CNHalli_Block4 | Modules | CNHalli_Block4_SMB2.3_S4 | PV Solar Module String |  | CNHalli_BLOCK_4_SMB2.3 | - | 13.44 | 320W | - | 42 | Modules | Main Inventry | In Operation |  | In Warranty | Trina Solar Co. Ltd. | 2017-09-26 | 2027-09-26 | 120 | TED-A11042-1808-XSC-0109-0 | Trina Solar Co. Ltd. | HSEPL | TSM-320PD14 | [5 empty] | Bescom | HSEPL | Clean Solar Power Tumkur Private Limited | Meera Corporation Kr | 2023-03-15 | 12
CNHalli_Block4 | Modules | CNHalli_Block4_SMB2.3_S5 | PV Solar Module String |  | CNHalli_BLOCK_4_SMB2.3 | - | 13.44 | 320W | - | 42 | Modules | Main Inventry | In Operation |  | In Warranty | Trina Solar Co. Ltd. | 2017-09-26 | 2027-09-26 | 120 | TED-A11042-1808-XSC-0109-0 | Trina Solar Co. Ltd. | HSEPL | TSM-320PD14 | [5 empty] | Bescom | HSEPL | Clean Solar Power Tumkur Private Limited | Meera Corporation Kr | 2023-03-15 | 12
CNHalli_Block4 | Modules | CNHalli_Block4_SMB2.3_S6 | PV Solar Module String |  | CNHalli_BLOCK_4_SMB2.3 | - | 13.44 | 320W | - | 42 | Modules | Main Inventry | In Operation |  | In Warranty | Trina Solar Co. Ltd. | 2017-09-26 | 2027-09-26 | 120 | TED-A11042-1808-XSC-0109-0 | Trina Solar Co. Ltd. | HSEPL | TSM-320PD14 | [5 empty] | Bescom | HSEPL | Clean Solar Power Tumkur Private Limited | Meera Corporation Kr | 2023-03-15 | 12
CNHalli_Block4 | Modules | CNHalli_Block4_SMB2.3_S7 | PV Solar Module String |  | CNHalli_BLOCK_4_SMB2.3 | - | 13.44 | 320W | - | 42 | Modules | Main Inventry | In Operation |  | In Warranty | Trina Solar Co. Ltd. | 2017-09-26 | 2027-09-26 | 120 | TED-A11042-1808-XSC-0109-0 | Trina Solar Co. Ltd. | HSEPL | TSM-320PD14 | [5 empty] | Bescom | HSEPL | Clean Solar Power Tumkur Private Limited | Meera Corporation Kr | 2023-03-15 | 12
CNHalli_Block4 | Modules | CNHalli_Block4_SMB2.3_S8 | PV Solar Module String |  | CNHalli_BLOCK_4_SMB2.3 | - | 13.44 | 320W | - | 42 | Modules | Main Inventry | In Operation |  | In Warranty | Trina Solar Co. Ltd. | 2017-09-26 | 2027-09-26 | 120 | TED-A11042-1808-XSC-0109-0 | Trina Solar Co. Ltd. | HSEPL | TSM-320PD14 | [5 empty] | Bescom | HSEPL | Clean Solar Power Tumkur Private Limited | Meera Corporation Kr | 2023-03-15 | 12
CNHalli_Block4 | Modules | CNHalli_Block4_SMB2.3_S9 | PV Solar Module String |  | CNHalli_BLOCK_4_SMB2.3 | - | 13.44 | 320W | - | 42 | Modules | Main Inventry | In Operation |  | In Warranty | Trina Solar Co. Ltd. | 2017-09-26 | 2027-09-26 | 120 | TED-A11042-1808-XSC-0109-0 | Trina Solar Co. Ltd. | HSEPL | TSM-320PD14 | [5 empty] | Bescom | HSEPL | Clean Solar Power Tumkur Private Limited | Meera Corporation Kr | 2023-03-15 | 12
CNHalli_Block4 | Modules | CNHalli_Block4_SMB2.3_S10 | PV Solar Module String |  | CNHalli_BLOCK_4_SMB2.3 | - | 13.44 | 320W | - | 42 | Modules | Main Inventry | In Operation |  | In Warranty | Trina Solar Co. Ltd. | 2017-09-26 | 2027-09-26 | 120 | TED-A11042-1808-XSC-0109-0 | Trina Solar Co. Ltd. | HSEPL | TSM-320PD14 | [5 empty] | Bescom | HSEPL | Clean Solar Power Tumkur Private Limited | Meera Corporation Kr | 2023-03-15 | 12
CNHalli_Block4 | Modules | CNHalli_Block4_SMB2.3_S11 | PV Solar Module String |  | CNHalli_BLOCK_4_SMB2.3 | - | 13.44 | 320W | - | 42 | Modules | Main Inventry | In Operation |  | In Warranty | Trina Solar Co. Ltd. | 2017-09-26 | 2027-09-26 | 120 | TED-A11042-1808-XSC-0109-0 | Trina Solar Co. Ltd. | HSEPL | TSM-320PD14 | [5 empty] | Bescom | HSEPL | Clean Solar Power Tumkur Private Limited | Meera Corporation Kr | 2023-03-15 | 12
CNHalli_Block4 | Modules | CNHalli_Block4_SMB2.3_S12 | PV Solar Module String |  | CNHalli_BLOCK_4_SMB2.3 | - | 13.44 | 320W | - | 42 | Modules | Main Inventry | In Operation |  | In Warranty | Trina Solar Co. Ltd. | 2017-09-26 | 2027-09-26 | 120 | TED-A11042-1808-XSC-0109-0 | Trina Solar Co. Ltd. | HSEPL | TSM-320PD14 | [5 empty] | Bescom | HSEPL | Clean Solar Power Tumkur Private Limited | Meera Corporation Kr | 2023-03-15 | 12
CNHalli_Block4 | Modules | CNHalli_Block4_SMB2.4_S1 | PV Solar Module String |  | CNHalli_BLOCK_4_SMB2.4 | - | 13.44 | 320W | - | 42 | Modules | Main Inventry | In Operation |  | In Warranty | Trina Solar Co. Ltd. | 2017-09-26 | 2027-09-26 | 120 | TED-A11042-1808-XSC-0109-0 | Trina Solar Co. Ltd. | HSEPL | TSM-320PD14 | [5 empty] | Bescom | HSEPL | Clean Solar Power Tumkur Private Limited | Meera Corporation Kr | 2023-03-15 | 12
CNHalli_Block4 | Modules | CNHalli_Block4_SMB2.4_S2 | PV Solar Module String |  | CNHalli_BLOCK_4_SMB2.4 | - | 13.44 | 320W | - | 42 | Modules | Main Inventry | In Operation |  | In Warranty | Trina Solar Co. Ltd. | 2017-09-26 | 2027-09-26 | 120 | TED-A11042-1808-XSC-0109-0 | Trina Solar Co. Ltd. | HSEPL | TSM-320PD14 | [5 empty] | Bescom | HSEPL | Clean Solar Power Tumkur Private Limited | Meera Corporation Kr | 2023-03-15 | 12
CNHalli_Block4 | Modules | CNHalli_Block4_SMB2.4_S3 | PV Solar Module String |  | CNHalli_BLOCK_4_SMB2.4 | - | 13.44 | 320W | - | 42 | Modules | Main Inventry | In Operation |  | In Warranty | Trina Solar Co. Ltd. | 2017-09-26 | 2027-09-26 | 120 | TED-A11042-1808-XSC-0109-0 | Trina Solar Co. Ltd. | HSEPL | TSM-320PD14 | [5 empty] | Bescom | HSEPL | Clean Solar Power Tumkur Private Limited | Meera Corporation Kr | 2023-03-15 | 12
CNHalli_Block4 | Modules | CNHalli_Block4_SMB2.4_S4 | PV Solar Module String |  | CNHalli_BLOCK_4_SMB2.4 | - | 13.44 | 320W | - | 42 | Modules | Main Inventry | In Operation |  | In Warranty | Trina Solar Co. Ltd. | 2017-09-26 | 2027-09-26 | 120 | TED-A11042-1808-XSC-0109-0 | Trina Solar Co. Ltd. | HSEPL | TSM-320PD14 | [5 empty] | Bescom | HSEPL | Clean Solar Power Tumkur Private Limited | Meera Corporation Kr | 2023-03-15 | 12
CNHalli_Block4 | Modules | CNHalli_Block4_SMB2.4_S5 | PV Solar Module String |  | CNHalli_BLOCK_4_SMB2.4 | - | 13.44 | 320W | - | 42 | Modules | Main Inventry | In Operation |  | In Warranty | Trina Solar Co. Ltd. | 2017-09-26 | 2027-09-26 | 120 | TED-A11042-1808-XSC-0109-0 | Trina Solar Co. Ltd. | HSEPL | TSM-320PD14 | [5 empty] | Bescom | HSEPL | Clean Solar Power Tumkur Private Limited | Meera Corporation Kr | 2023-03-15 | 12
CNHalli_Block4 | Modules | CNHalli_Block4_SMB2.4_S6 | PV Solar Module String |  | CNHalli_BLOCK_4_SMB2.4 | - | 13.44 | 320W | - | 42 | Modules | Main Inventry | In Operation |  | In Warranty | Trina Solar Co. Ltd. | 2017-09-26 | 2027-09-26 | 120 | TED-A11042-1808-XSC-0109-0 | Trina Solar Co. Ltd. | HSEPL | TSM-320PD14 | [5 empty] | Bescom | HSEPL | Clean Solar Power Tumkur Private Limited | Meera Corporation Kr | 2023-03-15 | 12
CNHalli_Block4 | Modules | CNHalli_Block4_SMB2.4_S7 | PV Solar Module String |  | CNHalli_BLOCK_4_SMB2.4 | - | 13.44 | 320W | - | 42 | Modules | Main Inventry | In Operation |  | In Warranty | Trina Solar Co. Ltd. | 2017-09-26 | 2027-09-26 | 120 | TED-A11042-1808-XSC-0109-0 | Trina Solar Co. Ltd. | HSEPL | TSM-320PD14 | [5 empty] | Bescom | HSEPL | Clean Solar Power Tumkur Private Limited | Meera Corporation Kr | 2023-03-15 | 12
CNHalli_Block4 | Modules | CNHalli_Block4_SMB2.4_S8 | PV Solar Module String |  | CNHalli_BLOCK_4_SMB2.4 | - | 13.44 | 320W | - | 42 | Modules | Main Inventry | In Operation |  | In Warranty | Trina Solar Co. Ltd. | 2017-09-26 | 2027-09-26 | 120 | TED-A11042-1808-XSC-0109-0 | Trina Solar Co. Ltd. | HSEPL | TSM-320PD14 | [5 empty] | Bescom | HSEPL | Clean Solar Power Tumkur Private Limited | Meera Corporation Kr | 2023-03-15 | 12
CNHalli_Block4 | Modules | CNHalli_Block4_SMB2.4_S9 | PV Solar Module String |  | CNHalli_BLOCK_4_SMB2.4 | - | 13.44 | 320W | - | 42 | Modules | Main Inventry | In Operation |  | In Warranty | Trina Solar Co. Ltd. | 2017-09-26 | 2027-09-26 | 120 | TED-A11042-1808-XSC-0109-0 | Trina Solar Co. Ltd. | HSEPL | TSM-320PD14 | [5 empty] | Bescom | HSEPL | Clean Solar Power Tumkur Private Limited | Meera Corporation Kr | 2023-03-15 | 12
CNHalli_Block4 | Modules | CNHalli_Block4_SMB2.4_S10 | PV Solar Module String |  | CNHalli_BLOCK_4_SMB2.4 | - | 13.44 | 320W | - | 42 | Modules | Main Inventry | In Operation |  | In Warranty | Trina Solar Co. Ltd. | 2017-09-26 | 2027-09-26 | 120 | TED-A11042-1808-XSC-0109-0 | Trina Solar Co. Ltd. | HSEPL | TSM-320PD14 | [5 empty] | Bescom | HSEPL | Clean Solar Power Tumkur Private Limited | Meera Corporation Kr | 2023-03-15 | 12
CNHalli_Block4 | Modules | CNHalli_Block4_SMB2.4_S11 | PV Solar Module String |  | CNHalli_BLOCK_4_SMB2.4 | - | 13.44 | 320W | - | 42 | Modules | Main Inventry | In Operation |  | In Warranty | Trina Solar Co. Ltd. | 2017-09-26 | 2027-09-26 | 120 | TED-A11042-1808-XSC-0109-0 | Trina Solar Co. Ltd. | HSEPL | TSM-320PD14 | [5 empty] | Bescom | HSEPL | Clean Solar Power Tumkur Private Limited | Meera Corporation Kr | 2023-03-15 | 12
CNHalli_Block4 | Modules | CNHalli_Block4_SMB2.4_S12 | PV Solar Module String |  | CNHalli_BLOCK_4_SMB2.4 | - | 13.44 | 320W | - | 42 | Modules | Main Inventry | In Operation |  | In Warranty | Trina Solar Co. Ltd. | 2017-09-26 | 2027-09-26 | 120 | TED-A11042-1808-XSC-0109-0 | Trina Solar Co. Ltd. | HSEPL | TSM-320PD14 | [5 empty] | Bescom | HSEPL | Clean Solar Power Tumkur Private Limited | Meera Corporation Kr | 2023-03-15 | 12
CNHalli_Block4 | Modules | CNHalli_Block4_SMB2.5_S1 | PV Solar Module String |  | CNHalli_BLOCK_4_SMB2.5 | - | 13.44 | 320W | - | 42 | Modules | Main Inventry | In Operation |  | In Warranty | Trina Solar Co. Ltd. | 2017-09-26 | 2027-09-26 | 120 | TED-A11042-1808-XSC-0109-0 | Trina Solar Co. Ltd. | HSEPL | TSM-320PD14 | [5 empty] | Bescom | HSEPL | Clean Solar Power Tumkur Private Limited | Meera Corporation Kr | 2023-03-15 | 12
CNHalli_Block4 | Modules | CNHalli_Block4_SMB2.5_S2 | PV Solar Module String |  | CNHalli_BLOCK_4_SMB2.5 | - | 13.44 | 320W | - | 42 | Modules | Main Inventry | In Operation |  | In Warranty | Trina Solar Co. Ltd. | 2017-09-26 | 2027-09-26 | 120 | TED-A11042-1808-XSC-0109-0 | Trina Solar Co. Ltd. | HSEPL | TSM-320PD14 | [5 empty] | Bescom | HSEPL | Clean Solar Power Tumkur Private Limited | Meera Corporation Kr | 2023-03-15 | 12
CNHalli_Block4 | Modules | CNHalli_Block4_SMB2.5_S3 | PV Solar Module String |  | CNHalli_BLOCK_4_SMB2.5 | - | 13.44 | 320W | - | 42 | Modules | Main Inventry | In Operation |  | In Warranty | Trina Solar Co. Ltd. | 2017-09-26 | 2027-09-26 | 120 | TED-A11042-1808-XSC-0109-0 | Trina Solar Co. Ltd. | HSEPL | TSM-320PD14 | [5 empty] | Bescom | HSEPL | Clean Solar Power Tumkur Private Limited | Meera Corporation Kr | 2023-03-15 | 12
CNHalli_Block4 | Modules | CNHalli_Block4_SMB2.5_S4 | PV Solar Module String |  | CNHalli_BLOCK_4_SMB2.5 | - | 13.44 | 320W | - | 42 | Modules | Main Inventry | In Operation |  | In Warranty | Trina Solar Co. Ltd. | 2017-09-26 | 2027-09-26 | 120 | TED-A11042-1808-XSC-0109-0 | Trina Solar Co. Ltd. | HSEPL | TSM-320PD14 | [5 empty] | Bescom | HSEPL | Clean Solar Power Tumkur Private Limited | Meera Corporation Kr | 2023-03-15 | 12
CNHalli_Block4 | Modules | CNHalli_Block4_SMB2.5_S5 | PV Solar Module String |  | CNHalli_BLOCK_4_SMB2.5 | - | 13.44 | 320W | - | 42 | Modules | Main Inventry | In Operation |  | In Warranty | Trina Solar Co. Ltd. | 2017-09-26 | 2027-09-26 | 120 | TED-A11042-1808-XSC-0109-0 | Trina Solar Co. Ltd. | HSEPL | TSM-320PD14 | [5 empty] | Bescom | HSEPL | Clean Solar Power Tumkur Private Limited | Meera Corporation Kr | 2023-03-15 | 12
CNHalli_Block4 | Modules | CNHalli_Block4_SMB2.5_S6 | PV Solar Module String |  | CNHalli_BLOCK_4_SMB2.5 | - | 13.44 | 320W | - | 42 | Modules | Main Inventry | In Operation |  | In Warranty | Trina Solar Co. Ltd. | 2017-09-26 | 2027-09-26 | 120 | TED-A11042-1808-XSC-0109-0 | Trina Solar Co. Ltd. | HSEPL | TSM-320PD14 | [5 empty] | Bescom | HSEPL | Clean Solar Power Tumkur Private Limited | Meera Corporation Kr | 2023-03-15 | 12
CNHalli_Block4 | Modules | CNHalli_Block4_SMB2.5_S7 | PV Solar Module String |  | CNHalli_BLOCK_4_SMB2.5 | - | 13.44 | 320W | - | 42 | Modules | Main Inventry | In Operation |  | In Warranty | Trina Solar Co. Ltd. | 2017-09-26 | 2027-09-26 | 120 | TED-A11042-1808-XSC-0109-0 | Trina Solar Co. Ltd. | HSEPL | TSM-320PD14 | [5 empty] | Bescom | HSEPL | Clean Solar Power Tumkur Private Limited | Meera Corporation Kr | 2023-03-15 | 12
CNHalli_Block4 | Modules | CNHalli_Block4_SMB2.5_S8 | PV Solar Module String |  | CNHalli_BLOCK_4_SMB2.5 | - | 13.44 | 320W | - | 42 | Modules | Main Inventry | In Operation |  | In Warranty | Trina Solar Co. Ltd. | 2017-09-26 | 2027-09-26 | 120 | TED-A11042-1808-XSC-0109-0 | Trina Solar Co. Ltd. | HSEPL | TSM-320PD14 | [5 empty] | Bescom | HSEPL | Clean Solar Power Tumkur Private Limited | Meera Corporation Kr | 2023-03-15 | 12
CNHalli_Block4 | Modules | CNHalli_Block4_SMB2.5_S9 | PV Solar Module String |  | CNHalli_BLOCK_4_SMB2.5 | - | 13.44 | 320W | - | 42 | Modules | Main Inventry | In Operation |  | In Warranty | Trina Solar Co. Ltd. | 2017-09-26 | 2027-09-26 | 120 | TED-A11042-1808-XSC-0109-0 | Trina Solar Co. Ltd. | HSEPL | TSM-320PD14 | [5 empty] | Bescom | HSEPL | Clean Solar Power Tumkur Private Limited | Meera Corporation Kr | 2023-03-15 | 12
CNHalli_Block4 | Modules | CNHalli_Block4_SMB2.5_S10 | PV Solar Module String |  | CNHalli_BLOCK_4_SMB2.5 | - | 13.44 | 320W | - | 42 | Modules | Main Inventry | In Operation |  | In Warranty | Trina Solar Co. Ltd. | 2017-09-26 | 2027-09-26 | 120 | TED-A11042-1808-XSC-0109-0 | Trina Solar Co. Ltd. | HSEPL | TSM-320PD14 | [5 empty] | Bescom | HSEPL | Clean Solar Power Tumkur Private Limited | Meera Corporation Kr | 2023-03-15 | 12
CNHalli_Block4 | Modules | CNHalli_Block4_SMB2.5_S11 | PV Solar Module String |  | CNHalli_BLOCK_4_SMB2.5 | - | 13.44 | 320W | - | 42 | Modules | Main Inventry | In Operation |  | In Warranty | Trina Solar Co. Ltd. | 2017-09-26 | 2027-09-26 | 120 | TED-A11042-1808-XSC-0109-0 | Trina Solar Co. Ltd. | HSEPL | TSM-320PD14 | [5 empty] | Bescom | HSEPL | Clean Solar Power Tumkur Private Limited | Meera Corporation Kr | 2023-03-15 | 12
CNHalli_Block4 | Modules | CNHalli_Block4_SMB2.5_S12 | PV Solar Module String |  | CNHalli_BLOCK_4_SMB2.5 | - | 13.44 | 320W | - | 42 | Modules | Main Inventry | In Operation |  | In Warranty | Trina Solar Co. Ltd. | 2017-09-26 | 2027-09-26 | 120 | TED-A11042-1808-XSC-0109-0 | Trina Solar Co. Ltd. | HSEPL | TSM-320PD14 | [5 empty] | Bescom | HSEPL | Clean Solar Power Tumkur Private Limited | Meera Corporation Kr | 2023-03-15 | 12
CNHalli_Block4 | Modules | CNHalli_Block4_SMB2.6_S1 | PV Solar Module String |  | CNHalli_BLOCK_4_SMB2.6 | - | 13.44 | 320W | - | 42 | Modules | Main Inventry | In Operation |  | In Warranty | Trina Solar Co. Ltd. | 2017-09-26 | 2027-09-26 | 120 | TED-A11042-1808-XSC-0109-0 | Trina Solar Co. Ltd. | HSEPL | TSM-320PD14 | [5 empty] | Bescom | HSEPL | Clean Solar Power Tumkur Private Limited | Meera Corporation Kr | 2023-03-15 | 12
CNHalli_Block4 | Modules | CNHalli_Block4_SMB2.6_S2 | PV Solar Module String |  | CNHalli_BLOCK_4_SMB2.6 | - | 13.44 | 320W | - | 42 | Modules | Main Inventry | In Operation |  | In Warranty | Trina Solar Co. Ltd. | 2017-09-26 | 2027-09-26 | 120 | TED-A11042-1808-XSC-0109-0 | Trina Solar Co. Ltd. | HSEPL | TSM-320PD14 | [5 empty] | Bescom | HSEPL | Clean Solar Power Tumkur Private Limited | Meera Corporation Kr | 2023-03-15 | 12
CNHalli_Block4 | Modules | CNHalli_Block4_SMB2.6_S3 | PV Solar Module String |  | CNHalli_BLOCK_4_SMB2.6 | - | 13.44 | 320W | - | 42 | Modules | Main Inventry | In Operation |  | In Warranty | Trina Solar Co. Ltd. | 2017-09-26 | 2027-09-26 | 120 | TED-A11042-1808-XSC-0109-0 | Trina Solar Co. Ltd. | HSEPL | TSM-320PD14 | [5 empty] | Bescom | HSEPL | Clean Solar Power Tumkur Private Limited | Meera Corporation Kr | 2023-03-15 | 12
CNHalli_Block4 | Modules | CNHalli_Block4_SMB2.6_S4 | PV Solar Module String |  | CNHalli_BLOCK_4_SMB2.6 | - | 13.44 | 320W | - | 42 | Modules | Main Inventry | In Operation |  | In Warranty | Trina Solar Co. Ltd. | 2017-09-26 | 2027-09-26 | 120 | TED-A11042-1808-XSC-0109-0 | Trina Solar Co. Ltd. | HSEPL | TSM-320PD14 | [5 empty] | Bescom | HSEPL | Clean Solar Power Tumkur Private Limited | Meera Corporation Kr | 2023-03-15 | 12
CNHalli_Block4 | Modules | CNHalli_Block4_SMB2.6_S5 | PV Solar Module String |  | CNHalli_BLOCK_4_SMB2.6 | - | 13.44 | 320W | - | 42 | Modules | Main Inventry | In Operation |  | In Warranty | Trina Solar Co. Ltd. | 2017-09-26 | 2027-09-26 | 120 | TED-A11042-1808-XSC-0109-0 | Trina Solar Co. Ltd. | HSEPL | TSM-320PD14 | [5 empty] | Bescom | HSEPL | Clean Solar Power Tumkur Private Limited | Meera Corporation Kr | 2023-03-15 | 12
CNHalli_Block4 | Modules | CNHalli_Block4_SMB2.6_S6 | PV Solar Module String |  | CNHalli_BLOCK_4_SMB2.6 | - | 13.44 | 320W | - | 42 | Modules | Main Inventry | In Operation |  | In Warranty | Trina Solar Co. Ltd. | 2017-09-26 | 2027-09-26 | 120 | TED-A11042-1808-XSC-0109-0 | Trina Solar Co. Ltd. | HSEPL | TSM-320PD14 | [5 empty] | Bescom | HSEPL | Clean Solar Power Tumkur Private Limited | Meera Corporation Kr | 2023-03-15 | 12
CNHalli_Block4 | Modules | CNHalli_Block4_SMB2.6_S7 | PV Solar Module String |  | CNHalli_BLOCK_4_SMB2.6 | - | 13.44 | 320W | - | 42 | Modules | Main Inventry | In Operation |  | In Warranty | Trina Solar Co. Ltd. | 2017-09-26 | 2027-09-26 | 120 | TED-A11042-1808-XSC-0109-0 | Trina Solar Co. Ltd. | HSEPL | TSM-320PD14 | [5 empty] | Bescom | HSEPL | Clean Solar Power Tumkur Private Limited | Meera Corporation Kr | 2023-03-15 | 12
CNHalli_Block4 | Modules | CNHalli_Block4_SMB2.6_S8 | PV Solar Module String |  | CNHalli_BLOCK_4_SMB2.6 | - | 13.44 | 320W | - | 42 | Modules | Main Inventry | In Operation |  | In Warranty | Trina Solar Co. Ltd. | 2017-09-26 | 2027-09-26 | 120 | TED-A11042-1808-XSC-0109-0 | Trina Solar Co. Ltd. | HSEPL | TSM-320PD14 | [5 empty] | Bescom | HSEPL | Clean Solar Power Tumkur Private Limited | Meera Corporation Kr | 2023-03-15 | 12
CNHalli_Block4 | Modules | CNHalli_Block4_SMB2.6_S9 | PV Solar Module String |  | CNHalli_BLOCK_4_SMB2.6 | - | 13.44 | 320W | - | 42 | Modules | Main Inventry | In Operation |  | In Warranty | Trina Solar Co. Ltd. | 2017-09-26 | 2027-09-26 | 120 | TED-A11042-1808-XSC-0109-0 | Trina Solar Co. Ltd. | HSEPL | TSM-320PD14 | [5 empty] | Bescom | HSEPL | Clean Solar Power Tumkur Private Limited | Meera Corporation Kr | 2023-03-15 | 12
CNHalli_Block4 | Modules | CNHalli_Block4_SMB2.6_S10 | PV Solar Module String |  | CNHalli_BLOCK_4_SMB2.6 | - | 13.44 | 320W | - | 42 | Modules | Main Inventry | In Operation |  | In Warranty | Trina Solar Co. Ltd. | 2017-09-26 | 2027-09-26 | 120 | TED-A11042-1808-XSC-0109-0 | Trina Solar Co. Ltd. | HSEPL | TSM-320PD14 | [5 empty] | Bescom | HSEPL | Clean Solar Power Tumkur Private Limited | Meera Corporation Kr | 2023-03-15 | 12
CNHalli_Block4 | Modules | CNHalli_Block4_SMB2.6_S11 | PV Solar Module String |  | CNHalli_BLOCK_4_SMB2.6 | - | 13.44 | 320W | - | 42 | Modules | Main Inventry | In Operation |  | In Warranty | Trina Solar Co. Ltd. | 2017-09-26 | 2027-09-26 | 120 | TED-A11042-1808-XSC-0109-0 | Trina Solar Co. Ltd. | HSEPL | TSM-320PD14 | [5 empty] | Bescom | HSEPL | Clean Solar Power Tumkur Private Limited | Meera Corporation Kr | 2023-03-15 | 12
CNHalli_Block4 | Modules | CNHalli_Block4_SMB2.6_S12 | PV Solar Module String |  | CNHalli_BLOCK_4_SMB2.6 | - | 13.44 | 320W | - | 42 | Modules | Main Inventry | In Operation |  | In Warranty | Trina Solar Co. Ltd. | 2017-09-26 | 2027-09-26 | 120 | TED-A11042-1808-XSC-0109-0 | Trina Solar Co. Ltd. | HSEPL | TSM-320PD14 | [5 empty] | Bescom | HSEPL | Clean Solar Power Tumkur Private Limited | Meera Corporation Kr | 2023-03-15 | 12
CNHalli_Block4 | Modules | CNHalli_Block4_SMB2.7_S1 | PV Solar Module String |  | CNHalli_BLOCK_4_SMB2.7 | - | 13.44 | 320W | - | 42 | Modules | Main Inventry | In Operation |  | In Warranty | Trina Solar Co. Ltd. | 2017-09-26 | 2027-09-26 | 120 | TED-A11042-1808-XSC-0109-0 | Trina Solar Co. Ltd. | HSEPL | TSM-320PD14 | [5 empty] | Bescom | HSEPL | Clean Solar Power Tumkur Private Limited | Meera Corporation Kr | 2023-03-15 | 12
CNHalli_Block4 | Modules | CNHalli_Block4_SMB2.7_S2 | PV Solar Module String |  | CNHalli_BLOCK_4_SMB2.7 | - | 13.44 | 320W | - | 42 | Modules | Main Inventry | In Operation |  | In Warranty | Trina Solar Co. Ltd. | 2017-09-26 | 2027-09-26 | 120 | TED-A11042-1808-XSC-0109-0 | Trina Solar Co. Ltd. | HSEPL | TSM-320PD14 | [5 empty] | Bescom | HSEPL | Clean Solar Power Tumkur Private Limited | Meera Corporation Kr | 2023-03-15 | 12
CNHalli_Block4 | Modules | CNHalli_Block4_SMB2.7_S3 | PV Solar Module String |  | CNHalli_BLOCK_4_SMB2.7 | - | 13.44 | 320W | - | 42 | Modules | Main Inventry | In Operation |  | In Warranty | Trina Solar Co. Ltd. | 2017-09-26 | 2027-09-26 | 120 | TED-A11042-1808-XSC-0109-0 | Trina Solar Co. Ltd. | HSEPL | TSM-320PD14 | [5 empty] | Bescom | HSEPL | Clean Solar Power Tumkur Private Limited | Meera Corporation Kr | 2023-03-15 | 12
CNHalli_Block4 | Modules | CNHalli_Block4_SMB2.7_S4 | PV Solar Module String |  | CNHalli_BLOCK_4_SMB2.7 | - | 13.44 | 320W | - | 42 | Modules | Main Inventry | In Operation |  | In Warranty | Trina Solar Co. Ltd. | 2017-09-26 | 2027-09-26 | 120 | TED-A11042-1808-XSC-0109-0 | Trina Solar Co. Ltd. | HSEPL | TSM-320PD14 | [5 empty] | Bescom | HSEPL | Clean Solar Power Tumkur Private Limited | Meera Corporation Kr | 2023-03-15 | 12
CNHalli_Block4 | Modules | CNHalli_Block4_SMB2.7_S5 | PV Solar Module String |  | CNHalli_BLOCK_4_SMB2.7 | - | 13.44 | 320W | - | 42 | Modules | Main Inventry | In Operation |  | In Warranty | Trina Solar Co. Ltd. | 2017-09-26 | 2027-09-26 | 120 | TED-A11042-1808-XSC-0109-0 | Trina Solar Co. Ltd. | HSEPL | TSM-320PD14 | [5 empty] | Bescom | HSEPL | Clean Solar Power Tumkur Private Limited | Meera Corporation Kr | 2023-03-15 | 12
CNHalli_Block4 | Modules | CNHalli_Block4_SMB2.7_S6 | PV Solar Module String |  | CNHalli_BLOCK_4_SMB2.7 | - | 13.44 | 320W | - | 42 | Modules | Main Inventry | In Operation |  | In Warranty | Trina Solar Co. Ltd. | 2017-09-26 | 2027-09-26 | 120 | TED-A11042-1808-XSC-0109-0 | Trina Solar Co. Ltd. | HSEPL | TSM-320PD14 | [5 empty] | Bescom | HSEPL | Clean Solar Power Tumkur Private Limited | Meera Corporation Kr | 2023-03-15 | 12
CNHalli_Block4 | Modules | CNHalli_Block4_SMB2.7_S7 | PV Solar Module String |  | CNHalli_BLOCK_4_SMB2.7 | - | 13.44 | 320W | - | 42 | Modules | Main Inventry | In Operation |  | In Warranty | Trina Solar Co. Ltd. | 2017-09-26 | 2027-09-26 | 120 | TED-A11042-1808-XSC-0109-0 | Trina Solar Co. Ltd. | HSEPL | TSM-320PD14 | [5 empty] | Bescom | HSEPL | Clean Solar Power Tumkur Private Limited | Meera Corporation Kr | 2023-03-15 | 12
CNHalli_Block4 | Modules | CNHalli_Block4_SMB2.7_S8 | PV Solar Module String |  | CNHalli_BLOCK_4_SMB2.7 | - | 13.44 | 320W | - | 42 | Modules | Main Inventry | In Operation |  | In Warranty | Trina Solar Co. Ltd. | 2017-09-26 | 2027-09-26 | 120 | TED-A11042-1808-XSC-0109-0 | Trina Solar Co. Ltd. | HSEPL | TSM-320PD14 | [5 empty] | Bescom | HSEPL | Clean Solar Power Tumkur Private Limited | Meera Corporation Kr | 2023-03-15 | 12
CNHalli_Block4 | Modules | CNHalli_Block4_SMB2.7_S9 | PV Solar Module String |  | CNHalli_BLOCK_4_SMB2.7 | - | 13.44 | 320W | - | 42 | Modules | Main Inventry | In Operation |  | In Warranty | Trina Solar Co. Ltd. | 2017-09-26 | 2027-09-26 | 120 | TED-A11042-1808-XSC-0109-0 | Trina Solar Co. Ltd. | HSEPL | TSM-320PD14 | [5 empty] | Bescom | HSEPL | Clean Solar Power Tumkur Private Limited | Meera Corporation Kr | 2023-03-15 | 12
CNHalli_Block4 | Modules | CNHalli_Block4_SMB2.7_S10 | PV Solar Module String |  | CNHalli_BLOCK_4_SMB2.7 | - | 13.44 | 320W | - | 42 | Modules | Main Inventry | In Operation |  | In Warranty | Trina Solar Co. Ltd. | 2017-09-26 | 2027-09-26 | 120 | TED-A11042-1808-XSC-0109-0 | Trina Solar Co. Ltd. | HSEPL | TSM-320PD14 | [5 empty] | Bescom | HSEPL | Clean Solar Power Tumkur Private Limited | Meera Corporation Kr | 2023-03-15 | 12
CNHalli_Block4 | Modules | CNHalli_Block4_SMB3.1_S1 | PV Solar Module String |  | CNHalli_BLOCK_4_SMB3.1 | - | 13.44 | 320W | - | 42 | Modules | Main Inventry | In Operation |  | In Warranty | Trina Solar Co. Ltd. | 2017-09-26 | 2027-09-26 | 120 | TED-A11042-1808-XSC-0109-0 | Trina Solar Co. Ltd. | HSEPL | TSM-320PD14 | [5 empty] | Bescom | HSEPL | Clean Solar Power Tumkur Private Limited | Meera Corporation Kr | 2023-03-15 | 12
CNHalli_Block4 | Modules | CNHalli_Block4_SMB3.1_S2 | PV Solar Module String |  | CNHalli_BLOCK_4_SMB3.1 | - | 13.44 | 320W | - | 42 | Modules | Main Inventry | In Operation |  | In Warranty | Trina Solar Co. Ltd. | 2017-09-26 | 2027-09-26 | 120 | TED-A11042-1808-XSC-0109-0 | Trina Solar Co. Ltd. | HSEPL | TSM-320PD14 | [5 empty] | Bescom | HSEPL | Clean Solar Power Tumkur Private Limited | Meera Corporation Kr | 2023-03-15 | 12
CNHalli_Block4 | Modules | CNHalli_Block4_SMB3.1_S3 | PV Solar Module String |  | CNHalli_BLOCK_4_SMB3.1 | - | 13.44 | 320W | - | 42 | Modules | Main Inventry | In Operation |  | In Warranty | Trina Solar Co. Ltd. | 2017-09-26 | 2027-09-26 | 120 | TED-A11042-1808-XSC-0109-0 | Trina Solar Co. Ltd. | HSEPL | TSM-320PD14 | [5 empty] | Bescom | HSEPL | Clean Solar Power Tumkur Private Limited | Meera Corporation Kr | 2023-03-15 | 12
CNHalli_Block4 | Modules | CNHalli_Block4_SMB3.1_S4 | PV Solar Module String |  | CNHalli_BLOCK_4_SMB3.1 | - | 13.44 | 320W | - | 42 | Modules | Main Inventry | In Operation |  | In Warranty | Trina Solar Co. Ltd. | 2017-09-26 | 2027-09-26 | 120 | TED-A11042-1808-XSC-0109-0 | Trina Solar Co. Ltd. | HSEPL | TSM-320PD14 | [5 empty] | Bescom | HSEPL | Clean Solar Power Tumkur Private Limited | Meera Corporation Kr | 2023-03-15 | 12
CNHalli_Block4 | Modules | CNHalli_Block4_SMB3.1_S5 | PV Solar Module String |  | CNHalli_BLOCK_4_SMB3.1 | - | 13.44 | 320W | - | 42 | Modules | Main Inventry | In Operation |  | In Warranty | Trina Solar Co. Ltd. | 2017-09-26 | 2027-09-26 | 120 | TED-A11042-1808-XSC-0109-0 | Trina Solar Co. Ltd. | HSEPL | TSM-320PD14 | [5 empty] | Bescom | HSEPL | Clean Solar Power Tumkur Private Limited | Meera Corporation Kr | 2023-03-15 | 12
CNHalli_Block4 | Modules | CNHalli_Block4_SMB3.1_S6 | PV Solar Module String |  | CNHalli_BLOCK_4_SMB3.1 | - | 13.44 | 320W | - | 42 | Modules | Main Inventry | In Operation |  | In Warranty | Trina Solar Co. Ltd. | 2017-09-26 | 2027-09-26 | 120 | TED-A11042-1808-XSC-0109-0 | Trina Solar Co. Ltd. | HSEPL | TSM-320PD14 | [5 empty] | Bescom | HSEPL | Clean Solar Power Tumkur Private Limited | Meera Corporation Kr | 2023-03-15 | 12
CNHalli_Block4 | Modules | CNHalli_Block4_SMB3.1_S7 | PV Solar Module String |  | CNHalli_BLOCK_4_SMB3.1 | - | 13.44 | 320W | - | 42 | Modules | Main Inventry | In Operation |  | In Warranty | Trina Solar Co. Ltd. | 2017-09-26 | 2027-09-26 | 120 | TED-A11042-1808-XSC-0109-0 | Trina Solar Co. Ltd. | HSEPL | TSM-320PD14 | [5 empty] | Bescom | HSEPL | Clean Solar Power Tumkur Private Limited | Meera Corporation Kr | 2023-03-15 | 12
CNHalli_Block4 | Modules | CNHalli_Block4_SMB3.1_S8 | PV Solar Module String |  | CNHalli_BLOCK_4_SMB3.1 | - | 13.44 | 320W | - | 42 | Modules | Main Inventry | In Operation |  | In Warranty | Trina Solar Co. Ltd. | 2017-09-26 | 2027-09-26 | 120 | TED-A11042-1808-XSC-0109-0 | Trina Solar Co. Ltd. | HSEPL | TSM-320PD14 | [5 empty] | Bescom | HSEPL | Clean Solar Power Tumkur Private Limited | Meera Corporation Kr | 2023-03-15 | 12
CNHalli_Block4 | Modules | CNHalli_Block4_SMB3.1_S9 | PV Solar Module String |  | CNHalli_BLOCK_4_SMB3.1 | - | 13.44 | 320W | - | 42 | Modules | Main Inventry | In Operation |  | In Warranty | Trina Solar Co. Ltd. | 2017-09-26 | 2027-09-26 | 120 | TED-A11042-1808-XSC-0109-0 | Trina Solar Co. Ltd. | HSEPL | TSM-320PD14 | [5 empty] | Bescom | HSEPL | Clean Solar Power Tumkur Private Limited | Meera Corporation Kr | 2023-03-15 | 12
CNHalli_Block4 | Modules | CNHalli_Block4_SMB3.1_S10 | PV Solar Module String |  | CNHalli_BLOCK_4_SMB3.1 | - | 13.44 | 320W | - | 42 | Modules | Main Inventry | In Operation |  | In Warranty | Trina Solar Co. Ltd. | 2017-09-26 | 2027-09-26 | 120 | TED-A11042-1808-XSC-0109-0 | Trina Solar Co. Ltd. | HSEPL | TSM-320PD14 | [5 empty] | Bescom | HSEPL | Clean Solar Power Tumkur Private Limited | Meera Corporation Kr | 2023-03-15 | 12
CNHalli_Block4 | Modules | CNHalli_Block4_SMB3.1_S11 | PV Solar Module String |  | CNHalli_BLOCK_4_SMB3.1 | - | 13.44 | 320W | - | 42 | Modules | Main Inventry | In Operation |  | In Warranty | Trina Solar Co. Ltd. | 2017-09-26 | 2027-09-26 | 120 | TED-A11042-1808-XSC-0109-0 | Trina Solar Co. Ltd. | HSEPL | TSM-320PD14 | [5 empty] | Bescom | HSEPL | Clean Solar Power Tumkur Private Limited | Meera Corporation Kr | 2023-03-15 | 12
CNHalli_Block4 | Modules | CNHalli_Block4_SMB3.1_S12 | PV Solar Module String |  | CNHalli_BLOCK_4_SMB3.1 | - | 13.44 | 320W | - | 42 | Modules | Main Inventry | In Operation |  | In Warranty | Trina Solar Co. Ltd. | 2017-09-26 | 2027-09-26 | 120 | TED-A11042-1808-XSC-0109-0 | Trina Solar Co. Ltd. | HSEPL | TSM-320PD14 | [5 empty] | Bescom | HSEPL | Clean Solar Power Tumkur Private Limited | Meera Corporation Kr | 2023-03-15 | 12
CNHalli_Block4 | Modules | CNHalli_Block4_SMB3.2_S1 | PV Solar Module String |  | CNHalli_BLOCK_4_SMB3.2 | - | 13.44 | 320W | - | 42 | Modules | Main Inventry | In Operation |  | In Warranty | Trina Solar Co. Ltd. | 2017-09-26 | 2027-09-26 | 120 | TED-A11042-1808-XSC-0109-0 | Trina Solar Co. Ltd. | HSEPL | TSM-320PD14 | [5 empty] | Bescom | HSEPL | Clean Solar Power Tumkur Private Limited | Meera Corporation Kr | 2023-03-15 | 12
CNHalli_Block4 | Modules | CNHalli_Block4_SMB3.2_S2 | PV Solar Module String |  | CNHalli_BLOCK_4_SMB3.2 | - | 13.44 | 320W | - | 42 | Modules | Main Inventry | In Operation |  | In Warranty | Trina Solar Co. Ltd. | 2017-09-26 | 2027-09-26 | 120 | TED-A11042-1808-XSC-0109-0 | Trina Solar Co. Ltd. | HSEPL | TSM-320PD14 | [5 empty] | Bescom | HSEPL | Clean Solar Power Tumkur Private Limited | Meera Corporation Kr | 2023-03-15 | 12
CNHalli_Block4 | Modules | CNHalli_Block4_SMB3.2_S3 | PV Solar Module String |  | CNHalli_BLOCK_4_SMB3.2 | - | 13.44 | 320W | - | 42 | Modules | Main Inventry | In Operation |  | In Warranty | Trina Solar Co. Ltd. | 2017-09-26 | 2027-09-26 | 120 | TED-A11042-1808-XSC-0109-0 | Trina Solar Co. Ltd. | HSEPL | TSM-320PD14 | [5 empty] | Bescom | HSEPL | Clean Solar Power Tumkur Private Limited | Meera Corporation Kr | 2023-03-15 | 12
CNHalli_Block4 | Modules | CNHalli_Block4_SMB3.2_S4 | PV Solar Module String |  | CNHalli_BLOCK_4_SMB3.2 | - | 13.44 | 320W | - | 42 | Modules | Main Inventry | In Operation |  | In Warranty | Trina Solar Co. Ltd. | 2017-09-26 | 2027-09-26 | 120 | TED-A11042-1808-XSC-0109-0 | Trina Solar Co. Ltd. | HSEPL | TSM-320PD14 | [5 empty] | Bescom | HSEPL | Clean Solar Power Tumkur Private Limited | Meera Corporation Kr | 2023-03-15 | 12
CNHalli_Block4 | Modules | CNHalli_Block4_SMB3.2_S5 | PV Solar Module String |  | CNHalli_BLOCK_4_SMB3.2 | - | 13.44 | 320W | - | 42 | Modules | Main Inventry | In Operation |  | In Warranty | Trina Solar Co. Ltd. | 2017-09-26 | 2027-09-26 | 120 | TED-A11042-1808-XSC-0109-0 | Trina Solar Co. Ltd. | HSEPL | TSM-320PD14 | [5 empty] | Bescom | HSEPL | Clean Solar Power Tumkur Private Limited | Meera Corporation Kr | 2023-03-15 | 12
CNHalli_Block4 | Modules | CNHalli_Block4_SMB3.2_S6 | PV Solar Module String |  | CNHalli_BLOCK_4_SMB3.2 | - | 13.44 | 320W | - | 42 | Modules | Main Inventry | In Operation |  | In Warranty | Trina Solar Co. Ltd. | 2017-09-26 | 2027-09-26 | 120 | TED-A11042-1808-XSC-0109-0 | Trina Solar Co. Ltd. | HSEPL | TSM-320PD14 | [5 empty] | Bescom | HSEPL | Clean Solar Power Tumkur Private Limited | Meera Corporation Kr | 2023-03-15 | 12
CNHalli_Block4 | Modules | CNHalli_Block4_SMB3.2_S7 | PV Solar Module String |  | CNHalli_BLOCK_4_SMB3.2 | - | 13.44 | 320W | - | 42 | Modules | Main Inventry | In Operation |  | In Warranty | Trina Solar Co. Ltd. | 2017-09-26 | 2027-09-26 | 120 | TED-A11042-1808-XSC-0109-0 | Trina Solar Co. Ltd. | HSEPL | TSM-320PD14 | [5 empty] | Bescom | HSEPL | Clean Solar Power Tumkur Private Limited | Meera Corporation Kr | 2023-03-15 | 12
CNHalli_Block4 | Modules | CNHalli_Block4_SMB3.2_S8 | PV Solar Module String |  | CNHalli_BLOCK_4_SMB3.2 | - | 13.44 | 320W | - | 42 | Modules | Main Inventry | In Operation |  | In Warranty | Trina Solar Co. Ltd. | 2017-09-26 | 2027-09-26 | 120 | TED-A11042-1808-XSC-0109-0 | Trina Solar Co. Ltd. | HSEPL | TSM-320PD14 | [5 empty] | Bescom | HSEPL | Clean Solar Power Tumkur Private Limited | Meera Corporation Kr | 2023-03-15 | 12
CNHalli_Block4 | Modules | CNHalli_Block4_SMB3.2_S9 | PV Solar Module String |  | CNHalli_BLOCK_4_SMB3.2 | - | 13.44 | 320W | - | 42 | Modules | Main Inventry | In Operation |  | In Warranty | Trina Solar Co. Ltd. | 2017-09-26 | 2027-09-26 | 120 | TED-A11042-1808-XSC-0109-0 | Trina Solar Co. Ltd. | HSEPL | TSM-320PD14 | [5 empty] | Bescom | HSEPL | Clean Solar Power Tumkur Private Limited | Meera Corporation Kr | 2023-03-15 | 12
CNHalli_Block4 | Modules | CNHalli_Block4_SMB3.2_S10 | PV Solar Module String |  | CNHalli_BLOCK_4_SMB3.2 | - | 13.44 | 320W | - | 42 | Modules | Main Inventry | In Operation |  | In Warranty | Trina Solar Co. Ltd. | 2017-09-26 | 2027-09-26 | 120 | TED-A11042-1808-XSC-0109-0 | Trina Solar Co. Ltd. | HSEPL | TSM-320PD14 | [5 empty] | Bescom | HSEPL | Clean Solar Power Tumkur Private Limited | Meera Corporation Kr | 2023-03-15 | 12
CNHalli_Block4 | Modules | CNHalli_Block4_SMB3.2_S11 | PV Solar Module String |  | CNHalli_BLOCK_4_SMB3.2 | - | 13.44 | 320W | - | 42 | Modules | Main Inventry | In Operation |  | In Warranty | Trina Solar Co. Ltd. | 2017-09-26 | 2027-09-26 | 120 | TED-A11042-1808-XSC-0109-0 | Trina Solar Co. Ltd. | HSEPL | TSM-320PD14 | [5 empty] | Bescom | HSEPL | Clean Solar Power Tumkur Private Limited | Meera Corporation Kr | 2023-03-15 | 12
CNHalli_Block4 | Modules | CNHalli_Block4_SMB3.2_S12 | PV Solar Module String |  | CNHalli_BLOCK_4_SMB3.2 | - | 13.44 | 320W | - | 42 | Modules | Main Inventry | In Operation |  | In Warranty | Trina Solar Co. Ltd. | 2017-09-26 | 2027-09-26 | 120 | TED-A11042-1808-XSC-0109-0 | Trina Solar Co. Ltd. | HSEPL | TSM-320PD14 | [5 empty] | Bescom | HSEPL | Clean Solar Power Tumkur Private Limited | Meera Corporation Kr | 2023-03-15 | 12
CNHalli_Block4 | Modules | CNHalli_Block4_SMB3.3_S1 | PV Solar Module String |  | CNHalli_BLOCK_4_SMB3.3 | - | 13.44 | 320W | - | 42 | Modules | Main Inventry | In Operation |  | In Warranty | Trina Solar Co. Ltd. | 2017-09-26 | 2027-09-26 | 120 | TED-A11042-1808-XSC-0109-0 | Trina Solar Co. Ltd. | HSEPL | TSM-320PD14 | [5 empty] | Bescom | HSEPL | Clean Solar Power Tumkur Private Limited | Meera Corporation Kr | 2023-03-15 | 12
CNHalli_Block4 | Modules | CNHalli_Block4_SMB3.3_S2 | PV Solar Module String |  | CNHalli_BLOCK_4_SMB3.3 | - | 13.44 | 320W | - | 42 | Modules | Main Inventry | In Operation |  | In Warranty | Trina Solar Co. Ltd. | 2017-09-26 | 2027-09-26 | 120 | TED-A11042-1808-XSC-0109-0 | Trina Solar Co. Ltd. | HSEPL | TSM-320PD14 | [5 empty] | Bescom | HSEPL | Clean Solar Power Tumkur Private Limited | Meera Corporation Kr | 2023-03-15 | 12
CNHalli_Block4 | Modules | CNHalli_Block4_SMB3.3_S3 | PV Solar Module String |  | CNHalli_BLOCK_4_SMB3.3 | - | 13.44 | 320W | - | 42 | Modules | Main Inventry | In Operation |  | In Warranty | Trina Solar Co. Ltd. | 2017-09-26 | 2027-09-26 | 120 | TED-A11042-1808-XSC-0109-0 | Trina Solar Co. Ltd. | HSEPL | TSM-320PD14 | [5 empty] | Bescom | HSEPL | Clean Solar Power Tumkur Private Limited | Meera Corporation Kr | 2023-03-15 | 12
CNHalli_Block4 | Modules | CNHalli_Block4_SMB3.3_S4 | PV Solar Module String |  | CNHalli_BLOCK_4_SMB3.3 | - | 13.44 | 320W | - | 42 | Modules | Main Inventry | In Operation |  | In Warranty | Trina Solar Co. Ltd. | 2017-09-26 | 2027-09-26 | 120 | TED-A11042-1808-XSC-0109-0 | Trina Solar Co. Ltd. | HSEPL | TSM-320PD14 | [5 empty] | Bescom | HSEPL | Clean Solar Power Tumkur Private Limited | Meera Corporation Kr | 2023-03-15 | 12
CNHalli_Block4 | Modules | CNHalli_Block4_SMB3.3_S5 | PV Solar Module String |  | CNHalli_BLOCK_4_SMB3.3 | - | 13.44 | 320W | - | 42 | Modules | Main Inventry | In Operation |  | In Warranty | Trina Solar Co. Ltd. | 2017-09-26 | 2027-09-26 | 120 | TED-A11042-1808-XSC-0109-0 | Trina Solar Co. Ltd. | HSEPL | TSM-320PD14 | [5 empty] | Bescom | HSEPL | Clean Solar Power Tumkur Private Limited | Meera Corporation Kr | 2023-03-15 | 12
CNHalli_Block4 | Modules | CNHalli_Block4_SMB3.3_S6 | PV Solar Module String |  | CNHalli_BLOCK_4_SMB3.3 | - | 13.44 | 320W | - | 42 | Modules | Main Inventry | In Operation |  | In Warranty | Trina Solar Co. Ltd. | 2017-09-26 | 2027-09-26 | 120 | TED-A11042-1808-XSC-0109-0 | Trina Solar Co. Ltd. | HSEPL | TSM-320PD14 | [5 empty] | Bescom | HSEPL | Clean Solar Power Tumkur Private Limited | Meera Corporation Kr | 2023-03-15 | 12
CNHalli_Block4 | Modules | CNHalli_Block4_SMB3.3_S7 | PV Solar Module String |  | CNHalli_BLOCK_4_SMB3.3 | - | 13.44 | 320W | - | 42 | Modules | Main Inventry | In Operation |  | In Warranty | Trina Solar Co. Ltd. | 2017-09-26 | 2027-09-26 | 120 | TED-A11042-1808-XSC-0109-0 | Trina Solar Co. Ltd. | HSEPL | TSM-320PD14 | [5 empty] | Bescom | HSEPL | Clean Solar Power Tumkur Private Limited | Meera Corporation Kr | 2023-03-15 | 12
CNHalli_Block4 | Modules | CNHalli_Block4_SMB3.3_S8 | PV Solar Module String |  | CNHalli_BLOCK_4_SMB3.3 | - | 13.44 | 320W | - | 42 | Modules | Main Inventry | In Operation |  | In Warranty | Trina Solar Co. Ltd. | 2017-09-26 | 2027-09-26 | 120 | TED-A11042-1808-XSC-0109-0 | Trina Solar Co. Ltd. | HSEPL | TSM-320PD14 | [5 empty] | Bescom | HSEPL | Clean Solar Power Tumkur Private Limited | Meera Corporation Kr | 2023-03-15 | 12
CNHalli_Block4 | Modules | CNHalli_Block4_SMB3.3_S9 | PV Solar Module String |  | CNHalli_BLOCK_4_SMB3.3 | - | 13.44 | 320W | - | 42 | Modules | Main Inventry | In Operation |  | In Warranty | Trina Solar Co. Ltd. | 2017-09-26 | 2027-09-26 | 120 | TED-A11042-1808-XSC-0109-0 | Trina Solar Co. Ltd. | HSEPL | TSM-320PD14 | [5 empty] | Bescom | HSEPL | Clean Solar Power Tumkur Private Limited | Meera Corporation Kr | 2023-03-15 | 12
CNHalli_Block4 | Modules | CNHalli_Block4_SMB3.3_S10 | PV Solar Module String |  | CNHalli_BLOCK_4_SMB3.3 | - | 13.44 | 320W | - | 42 | Modules | Main Inventry | In Operation |  | In Warranty | Trina Solar Co. Ltd. | 2017-09-26 | 2027-09-26 | 120 | TED-A11042-1808-XSC-0109-0 | Trina Solar Co. Ltd. | HSEPL | TSM-320PD14 | [5 empty] | Bescom | HSEPL | Clean Solar Power Tumkur Private Limited | Meera Corporation Kr | 2023-03-15 | 12
CNHalli_Block4 | Modules | CNHalli_Block4_SMB3.3_S11 | PV Solar Module String |  | CNHalli_BLOCK_4_SMB3.3 | - | 13.44 | 320W | - | 42 | Modules | Main Inventry | In Operation |  | In Warranty | Trina Solar Co. Ltd. | 2017-09-26 | 2027-09-26 | 120 | TED-A11042-1808-XSC-0109-0 | Trina Solar Co. Ltd. | HSEPL | TSM-320PD14 | [5 empty] | Bescom | HSEPL | Clean Solar Power Tumkur Private Limited | Meera Corporation Kr | 2023-03-15 | 12
CNHalli_Block4 | Modules | CNHalli_Block4_SMB3.3_S12 | PV Solar Module String |  | CNHalli_BLOCK_4_SMB3.3 | - | 13.44 | 320W | - | 42 | Modules | Main Inventry | In Operation |  | In Warranty | Trina Solar Co. Ltd. | 2017-09-26 | 2027-09-26 | 120 | TED-A11042-1808-XSC-0109-0 | Trina Solar Co. Ltd. | HSEPL | TSM-320PD14 | [5 empty] | Bescom | HSEPL | Clean Solar Power Tumkur Private Limited | Meera Corporation Kr | 2023-03-15 | 12
CNHalli_Block4 | Modules | CNHalli_Block4_SMB3.4_S1 | PV Solar Module String |  | CNHalli_BLOCK_4_SMB3.4 | - | 13.44 | 320W | - | 42 | Modules | Main Inventry | In Operation |  | In Warranty | Trina Solar Co. Ltd. | 2017-09-26 | 2027-09-26 | 120 | TED-A11042-1808-XSC-0109-0 | Trina Solar Co. Ltd. | HSEPL | TSM-320PD14 | [5 empty] | Bescom | HSEPL | Clean Solar Power Tumkur Private Limited | Meera Corporation Kr | 2023-03-15 | 12
CNHalli_Block4 | Modules | CNHalli_Block4_SMB3.4_S2 | PV Solar Module String |  | CNHalli_BLOCK_4_SMB3.4 | - | 13.44 | 320W | - | 42 | Modules | Main Inventry | In Operation |  | In Warranty | Trina Solar Co. Ltd. | 2017-09-26 | 2027-09-26 | 120 | TED-A11042-1808-XSC-0109-0 | Trina Solar Co. Ltd. | HSEPL | TSM-320PD14 | [5 empty] | Bescom | HSEPL | Clean Solar Power Tumkur Private Limited | Meera Corporation Kr | 2023-03-15 | 12
CNHalli_Block4 | Modules | CNHalli_Block4_SMB3.4_S3 | PV Solar Module String |  | CNHalli_BLOCK_4_SMB3.4 | - | 13.44 | 320W | - | 42 | Modules | Main Inventry | In Operation |  | In Warranty | Trina Solar Co. Ltd. | 2017-09-26 | 2027-09-26 | 120 | TED-A11042-1808-XSC-0109-0 | Trina Solar Co. Ltd. | HSEPL | TSM-320PD14 | [5 empty] | Bescom | HSEPL | Clean Solar Power Tumkur Private Limited | Meera Corporation Kr | 2023-03-15 | 12
CNHalli_Block4 | Modules | CNHalli_Block4_SMB3.4_S4 | PV Solar Module String |  | CNHalli_BLOCK_4_SMB3.4 | - | 13.44 | 320W | - | 42 | Modules | Main Inventry | In Operation |  | In Warranty | Trina Solar Co. Ltd. | 2017-09-26 | 2027-09-26 | 120 | TED-A11042-1808-XSC-0109-0 | Trina Solar Co. Ltd. | HSEPL | TSM-320PD14 | [5 empty] | Bescom | HSEPL | Clean Solar Power Tumkur Private Limited | Meera Corporation Kr | 2023-03-15 | 12
CNHalli_Block4 | Modules | CNHalli_Block4_SMB3.4_S5 | PV Solar Module String |  | CNHalli_BLOCK_4_SMB3.4 | - | 13.44 | 320W | - | 42 | Modules | Main Inventry | In Operation |  | In Warranty | Trina Solar Co. Ltd. | 2017-09-26 | 2027-09-26 | 120 | TED-A11042-1808-XSC-0109-0 | Trina Solar Co. Ltd. | HSEPL | TSM-320PD14 | [5 empty] | Bescom | HSEPL | Clean Solar Power Tumkur Private Limited | Meera Corporation Kr | 2023-03-15 | 12
CNHalli_Block4 | Modules | CNHalli_Block4_SMB3.4_S6 | PV Solar Module String |  | CNHalli_BLOCK_4_SMB3.4 | - | 13.44 | 320W | - | 42 | Modules | Main Inventry | In Operation |  | In Warranty | Trina Solar Co. Ltd. | 2017-09-26 | 2027-09-26 | 120 | TED-A11042-1808-XSC-0109-0 | Trina Solar Co. Ltd. | HSEPL | TSM-320PD14 | [5 empty] | Bescom | HSEPL | Clean Solar Power Tumkur Private Limited | Meera Corporation Kr | 2023-03-15 | 12
CNHalli_Block4 | Modules | CNHalli_Block4_SMB3.4_S7 | PV Solar Module String |  | CNHalli_BLOCK_4_SMB3.4 | - | 13.44 | 320W | - | 42 | Modules | Main Inventry | In Operation |  | In Warranty | Trina Solar Co. Ltd. | 2017-09-26 | 2027-09-26 | 120 | TED-A11042-1808-XSC-0109-0 | Trina Solar Co. Ltd. | HSEPL | TSM-320PD14 | [5 empty] | Bescom | HSEPL | Clean Solar Power Tumkur Private Limited | Meera Corporation Kr | 2023-03-15 | 12
CNHalli_Block4 | Modules | CNHalli_Block4_SMB3.4_S8 | PV Solar Module String |  | CNHalli_BLOCK_4_SMB3.4 | - | 13.44 | 320W | - | 42 | Modules | Main Inventry | In Operation |  | In Warranty | Trina Solar Co. Ltd. | 2017-09-26 | 2027-09-26 | 120 | TED-A11042-1808-XSC-0109-0 | Trina Solar Co. Ltd. | HSEPL | TSM-320PD14 | [5 empty] | Bescom | HSEPL | Clean Solar Power Tumkur Private Limited | Meera Corporation Kr | 2023-03-15 | 12
CNHalli_Block4 | Modules | CNHalli_Block4_SMB3.4_S9 | PV Solar Module String |  | CNHalli_BLOCK_4_SMB3.4 | - | 13.44 | 320W | - | 42 | Modules | Main Inventry | In Operation |  | In Warranty | Trina Solar Co. Ltd. | 2017-09-26 | 2027-09-26 | 120 | TED-A11042-1808-XSC-0109-0 | Trina Solar Co. Ltd. | HSEPL | TSM-320PD14 | [5 empty] | Bescom | HSEPL | Clean Solar Power Tumkur Private Limited | Meera Corporation Kr | 2023-03-15 | 12
CNHalli_Block4 | Modules | CNHalli_Block4_SMB3.4_S10 | PV Solar Module String |  | CNHalli_BLOCK_4_SMB3.4 | - | 13.44 | 320W | - | 42 | Modules | Main Inventry | In Operation |  | In Warranty | Trina Solar Co. Ltd. | 2017-09-26 | 2027-09-26 | 120 | TED-A11042-1808-XSC-0109-0 | Trina Solar Co. Ltd. | HSEPL | TSM-320PD14 | [5 empty] | Bescom | HSEPL | Clean Solar Power Tumkur Private Limited | Meera Corporation Kr | 2023-03-15 | 12
CNHalli_Block4 | Modules | CNHalli_Block4_SMB3.4_S11 | PV Solar Module String |  | CNHalli_BLOCK_4_SMB3.4 | - | 13.44 | 320W | - | 42 | Modules | Main Inventry | In Operation |  | In Warranty | Trina Solar Co. Ltd. | 2017-09-26 | 2027-09-26 | 120 | TED-A11042-1808-XSC-0109-0 | Trina Solar Co. Ltd. | HSEPL | TSM-320PD14 | [5 empty] | Bescom | HSEPL | Clean Solar Power Tumkur Private Limited | Meera Corporation Kr | 2023-03-15 | 12
CNHalli_Block4 | Modules | CNHalli_Block4_SMB3.4_S12 | PV Solar Module String |  | CNHalli_BLOCK_4_SMB3.4 | - | 13.44 | 320W | - | 42 | Modules | Main Inventry | In Operation |  | In Warranty | Trina Solar Co. Ltd. | 2017-09-26 | 2027-09-26 | 120 | TED-A11042-1808-XSC-0109-0 | Trina Solar Co. Ltd. | HSEPL | TSM-320PD14 | [5 empty] | Bescom | HSEPL | Clean Solar Power Tumkur Private Limited | Meera Corporation Kr | 2023-03-15 | 12
CNHalli_Block4 | Modules | CNHalli_Block4_SMB3.5_S1 | PV Solar Module String |  | CNHalli_BLOCK_4_SMB3.5 | - | 13.44 | 320W | - | 42 | Modules | Main Inventry | In Operation |  | In Warranty | Trina Solar Co. Ltd. | 2017-09-26 | 2027-09-26 | 120 | TED-A11042-1808-XSC-0109-0 | Trina Solar Co. Ltd. | HSEPL | TSM-320PD14 | [5 empty] | Bescom | HSEPL | Clean Solar Power Tumkur Private Limited | Meera Corporation Kr | 2023-03-15 | 12
CNHalli_Block4 | Modules | CNHalli_Block4_SMB3.5_S2 | PV Solar Module String |  | CNHalli_BLOCK_4_SMB3.5 | - | 13.44 | 320W | - | 42 | Modules | Main Inventry | In Operation |  | In Warranty | Trina Solar Co. Ltd. | 2017-09-26 | 2027-09-26 | 120 | TED-A11042-1808-XSC-0109-0 | Trina Solar Co. Ltd. | HSEPL | TSM-320PD14 | [5 empty] | Bescom | HSEPL | Clean Solar Power Tumkur Private Limited | Meera Corporation Kr | 2023-03-15 | 12
CNHalli_Block4 | Modules | CNHalli_Block4_SMB3.5_S3 | PV Solar Module String |  | CNHalli_BLOCK_4_SMB3.5 | - | 13.44 | 320W | - | 42 | Modules | Main Inventry | In Operation |  | In Warranty | Trina Solar Co. Ltd. | 2017-09-26 | 2027-09-26 | 120 | TED-A11042-1808-XSC-0109-0 | Trina Solar Co. Ltd. | HSEPL | TSM-320PD14 | [5 empty] | Bescom | HSEPL | Clean Solar Power Tumkur Private Limited | Meera Corporation Kr | 2023-03-15 | 12
CNHalli_Block4 | Modules | CNHalli_Block4_SMB3.5_S4 | PV Solar Module String |  | CNHalli_BLOCK_4_SMB3.5 | - | 13.44 | 320W | - | 42 | Modules | Main Inventry | In Operation |  | In Warranty | Trina Solar Co. Ltd. | 2017-09-26 | 2027-09-26 | 120 | TED-A11042-1808-XSC-0109-0 | Trina Solar Co. Ltd. | HSEPL | TSM-320PD14 | [5 empty] | Bescom | HSEPL | Clean Solar Power Tumkur Private Limited | Meera Corporation Kr | 2023-03-15 | 12
CNHalli_Block4 | Modules | CNHalli_Block4_SMB3.5_S5 | PV Solar Module String |  | CNHalli_BLOCK_4_SMB3.5 | - | 13.44 | 320W | - | 42 | Modules | Main Inventry | In Operation |  | In Warranty | Trina Solar Co. Ltd. | 2017-09-26 | 2027-09-26 | 120 | TED-A11042-1808-XSC-0109-0 | Trina Solar Co. Ltd. | HSEPL | TSM-320PD14 | [5 empty] | Bescom | HSEPL | Clean Solar Power Tumkur Private Limited | Meera Corporation Kr | 2023-03-15 | 12
CNHalli_Block4 | Modules | CNHalli_Block4_SMB3.5_S6 | PV Solar Module String |  | CNHalli_BLOCK_4_SMB3.5 | - | 13.44 | 320W | - | 42 | Modules | Main Inventry | In Operation |  | In Warranty | Trina Solar Co. Ltd. | 2017-09-26 | 2027-09-26 | 120 | TED-A11042-1808-XSC-0109-0 | Trina Solar Co. Ltd. | HSEPL | TSM-320PD14 | [5 empty] | Bescom | HSEPL | Clean Solar Power Tumkur Private Limited | Meera Corporation Kr | 2023-03-15 | 12
CNHalli_Block4 | Modules | CNHalli_Block4_SMB3.5_S7 | PV Solar Module String |  | CNHalli_BLOCK_4_SMB3.5 | - | 13.44 | 320W | - | 42 | Modules | Main Inventry | In Operation |  | In Warranty | Trina Solar Co. Ltd. | 2017-09-26 | 2027-09-26 | 120 | TED-A11042-1808-XSC-0109-0 | Trina Solar Co. Ltd. | HSEPL | TSM-320PD14 | [5 empty] | Bescom | HSEPL | Clean Solar Power Tumkur Private Limited | Meera Corporation Kr | 2023-03-15 | 12
CNHalli_Block4 | Modules | CNHalli_Block4_SMB3.5_S8 | PV Solar Module String |  | CNHalli_BLOCK_4_SMB3.5 | - | 13.44 | 320W | - | 42 | Modules | Main Inventry | In Operation |  | In Warranty | Trina Solar Co. Ltd. | 2017-09-26 | 2027-09-26 | 120 | TED-A11042-1808-XSC-0109-0 | Trina Solar Co. Ltd. | HSEPL | TSM-320PD14 | [5 empty] | Bescom | HSEPL | Clean Solar Power Tumkur Private Limited | Meera Corporation Kr | 2023-03-15 | 12
CNHalli_Block4 | Modules | CNHalli_Block4_SMB3.5_S9 | PV Solar Module String |  | CNHalli_BLOCK_4_SMB3.5 | - | 13.44 | 320W | - | 42 | Modules | Main Inventry | In Operation |  | In Warranty | Trina Solar Co. Ltd. | 2017-09-26 | 2027-09-26 | 120 | TED-A11042-1808-XSC-0109-0 | Trina Solar Co. Ltd. | HSEPL | TSM-320PD14 | [5 empty] | Bescom | HSEPL | Clean Solar Power Tumkur Private Limited | Meera Corporation Kr | 2023-03-15 | 12
CNHalli_Block4 | Modules | CNHalli_Block4_SMB3.5_S10 | PV Solar Module String |  | CNHalli_BLOCK_4_SMB3.5 | - | 13.44 | 320W | - | 42 | Modules | Main Inventry | In Operation |  | In Warranty | Trina Solar Co. Ltd. | 2017-09-26 | 2027-09-26 | 120 | TED-A11042-1808-XSC-0109-0 | Trina Solar Co. Ltd. | HSEPL | TSM-320PD14 | [5 empty] | Bescom | HSEPL | Clean Solar Power Tumkur Private Limited | Meera Corporation Kr | 2023-03-15 | 12
CNHalli_Block4 | Modules | CNHalli_Block4_SMB3.5_S11 | PV Solar Module String |  | CNHalli_BLOCK_4_SMB3.5 | - | 13.44 | 320W | - | 42 | Modules | Main Inventry | In Operation |  | In Warranty | Trina Solar Co. Ltd. | 2017-09-26 | 2027-09-26 | 120 | TED-A11042-1808-XSC-0109-0 | Trina Solar Co. Ltd. | HSEPL | TSM-320PD14 | [5 empty] | Bescom | HSEPL | Clean Solar Power Tumkur Private Limited | Meera Corporation Kr | 2023-03-15 | 12
CNHalli_Block4 | Modules | CNHalli_Block4_SMB3.5_S12 | PV Solar Module String |  | CNHalli_BLOCK_4_SMB3.5 | - | 13.44 | 320W | - | 42 | Modules | Main Inventry | In Operation |  | In Warranty | Trina Solar Co. Ltd. | 2017-09-26 | 2027-09-26 | 120 | TED-A11042-1808-XSC-0109-0 | Trina Solar Co. Ltd. | HSEPL | TSM-320PD14 | [5 empty] | Bescom | HSEPL | Clean Solar Power Tumkur Private Limited | Meera Corporation Kr | 2023-03-15 | 12
CNHalli_Block4 | Modules | CNHalli_Block4_SMB3.6_S1 | PV Solar Module String |  | CNHalli_BLOCK_4_SMB3.6 | - | 13.44 | 320W | - | 42 | Modules | Main Inventry | In Operation |  | In Warranty | Trina Solar Co. Ltd. | 2017-09-26 | 2027-09-26 | 120 | TED-A11042-1808-XSC-0109-0 | Trina Solar Co. Ltd. | HSEPL | TSM-320PD14 | [5 empty] | Bescom | HSEPL | Clean Solar Power Tumkur Private Limited | Meera Corporation Kr | 2023-03-15 | 12
CNHalli_Block4 | Modules | CNHalli_Block4_SMB3.6_S2 | PV Solar Module String |  | CNHalli_BLOCK_4_SMB3.6 | - | 13.44 | 320W | - | 42 | Modules | Main Inventry | In Operation |  | In Warranty | Trina Solar Co. Ltd. | 2017-09-26 | 2027-09-26 | 120 | TED-A11042-1808-XSC-0109-0 | Trina Solar Co. Ltd. | HSEPL | TSM-320PD14 | [5 empty] | Bescom | HSEPL | Clean Solar Power Tumkur Private Limited | Meera Corporation Kr | 2023-03-15 | 12
CNHalli_Block4 | Modules | CNHalli_Block4_SMB3.6_S3 | PV Solar Module String |  | CNHalli_BLOCK_4_SMB3.6 | - | 13.44 | 320W | - | 42 | Modules | Main Inventry | In Operation |  | In Warranty | Trina Solar Co. Ltd. | 2017-09-26 | 2027-09-26 | 120 | TED-A11042-1808-XSC-0109-0 | Trina Solar Co. Ltd. | HSEPL | TSM-320PD14 | [5 empty] | Bescom | HSEPL | Clean Solar Power Tumkur Private Limited | Meera Corporation Kr | 2023-03-15 | 12
CNHalli_Block4 | Modules | CNHalli_Block4_SMB3.6_S4 | PV Solar Module String |  | CNHalli_BLOCK_4_SMB3.6 | - | 13.44 | 320W | - | 42 | Modules | Main Inventry | In Operation |  | In Warranty | Trina Solar Co. Ltd. | 2017-09-26 | 2027-09-26 | 120 | TED-A11042-1808-XSC-0109-0 | Trina Solar Co. Ltd. | HSEPL | TSM-320PD14 | [5 empty] | Bescom | HSEPL | Clean Solar Power Tumkur Private Limited | Meera Corporation Kr | 2023-03-15 | 12
CNHalli_Block4 | Modules | CNHalli_Block4_SMB3.6_S5 | PV Solar Module String |  | CNHalli_BLOCK_4_SMB3.6 | - | 13.44 | 320W | - | 42 | Modules | Main Inventry | In Operation |  | In Warranty | Trina Solar Co. Ltd. | 2017-09-26 | 2027-09-26 | 120 | TED-A11042-1808-XSC-0109-0 | Trina Solar Co. Ltd. | HSEPL | TSM-320PD14 | [5 empty] | Bescom | HSEPL | Clean Solar Power Tumkur Private Limited | Meera Corporation Kr | 2023-03-15 | 12
CNHalli_Block4 | Modules | CNHalli_Block4_SMB3.6_S6 | PV Solar Module String |  | CNHalli_BLOCK_4_SMB3.6 | - | 13.44 | 320W | - | 42 | Modules | Main Inventry | In Operation |  | In Warranty | Trina Solar Co. Ltd. | 2017-09-26 | 2027-09-26 | 120 | TED-A11042-1808-XSC-0109-0 | Trina Solar Co. Ltd. | HSEPL | TSM-320PD14 | [5 empty] | Bescom | HSEPL | Clean Solar Power Tumkur Private Limited | Meera Corporation Kr | 2023-03-15 | 12
CNHalli_Block4 | Modules | CNHalli_Block4_SMB3.6_S7 | PV Solar Module String |  | CNHalli_BLOCK_4_SMB3.6 | - | 13.44 | 320W | - | 42 | Modules | Main Inventry | In Operation |  | In Warranty | Trina Solar Co. Ltd. | 2017-09-26 | 2027-09-26 | 120 | TED-A11042-1808-XSC-0109-0 | Trina Solar Co. Ltd. | HSEPL | TSM-320PD14 | [5 empty] | Bescom | HSEPL | Clean Solar Power Tumkur Private Limited | Meera Corporation Kr | 2023-03-15 | 12
CNHalli_Block4 | Modules | CNHalli_Block4_SMB3.6_S8 | PV Solar Module String |  | CNHalli_BLOCK_4_SMB3.6 | - | 13.44 | 320W | - | 42 | Modules | Main Inventry | In Operation |  | In Warranty | Trina Solar Co. Ltd. | 2017-09-26 | 2027-09-26 | 120 | TED-A11042-1808-XSC-0109-0 | Trina Solar Co. Ltd. | HSEPL | TSM-320PD14 | [5 empty] | Bescom | HSEPL | Clean Solar Power Tumkur Private Limited | Meera Corporation Kr | 2023-03-15 | 12
CNHalli_Block4 | Modules | CNHalli_Block4_SMB3.6_S9 | PV Solar Module String |  | CNHalli_BLOCK_4_SMB3.6 | - | 13.44 | 320W | - | 42 | Modules | Main Inventry | In Operation |  | In Warranty | Trina Solar Co. Ltd. | 2017-09-26 | 2027-09-26 | 120 | TED-A11042-1808-XSC-0109-0 | Trina Solar Co. Ltd. | HSEPL | TSM-320PD14 | [5 empty] | Bescom | HSEPL | Clean Solar Power Tumkur Private Limited | Meera Corporation Kr | 2023-03-15 | 12
CNHalli_Block4 | Modules | CNHalli_Block4_SMB3.6_S10 | PV Solar Module String |  | CNHalli_BLOCK_4_SMB3.6 | - | 13.44 | 320W | - | 42 | Modules | Main Inventry | In Operation |  | In Warranty | Trina Solar Co. Ltd. | 2017-09-26 | 2027-09-26 | 120 | TED-A11042-1808-XSC-0109-0 | Trina Solar Co. Ltd. | HSEPL | TSM-320PD14 | [5 empty] | Bescom | HSEPL | Clean Solar Power Tumkur Private Limited | Meera Corporation Kr | 2023-03-15 | 12
CNHalli_Block4 | Modules | CNHalli_Block4_SMB3.6_S11 | PV Solar Module String |  | CNHalli_BLOCK_4_SMB3.6 | - | 13.44 | 320W | - | 42 | Modules | Main Inventry | In Operation |  | In Warranty | Trina Solar Co. Ltd. | 2017-09-26 | 2027-09-26 | 120 | TED-A11042-1808-XSC-0109-0 | Trina Solar Co. Ltd. | HSEPL | TSM-320PD14 | [5 empty] | Bescom | HSEPL | Clean Solar Power Tumkur Private Limited | Meera Corporation Kr | 2023-03-15 | 12
CNHalli_Block4 | Modules | CNHalli_Block4_SMB3.6_S12 | PV Solar Module String |  | CNHalli_BLOCK_4_SMB3.6 | - | 13.44 | 320W | - | 42 | Modules | Main Inventry | In Operation |  | In Warranty | Trina Solar Co. Ltd. | 2017-09-26 | 2027-09-26 | 120 | TED-A11042-1808-XSC-0109-0 | Trina Solar Co. Ltd. | HSEPL | TSM-320PD14 | [5 empty] | Bescom | HSEPL | Clean Solar Power Tumkur Private Limited | Meera Corporation Kr | 2023-03-15 | 12
CNHalli_Block4 | Modules | CNHalli_Block4_SMB3.7_S1 | PV Solar Module String |  | CNHalli_BLOCK_4_SMB3.7 | - | 13.44 | 320W | - | 42 | Modules | Main Inventry | In Operation |  | In Warranty | Trina Solar Co. Ltd. | 2017-09-26 | 2027-09-26 | 120 | TED-A11042-1808-XSC-0109-0 | Trina Solar Co. Ltd. | HSEPL | TSM-320PD14 | [5 empty] | Bescom | HSEPL | Clean Solar Power Tumkur Private Limited | Meera Corporation Kr | 2023-03-15 | 12
CNHalli_Block4 | Modules | CNHalli_Block4_SMB3.7_S2 | PV Solar Module String |  | CNHalli_BLOCK_4_SMB3.7 | - | 13.44 | 320W | - | 42 | Modules | Main Inventry | In Operation |  | In Warranty | Trina Solar Co. Ltd. | 2017-09-26 | 2027-09-26 | 120 | TED-A11042-1808-XSC-0109-0 | Trina Solar Co. Ltd. | HSEPL | TSM-320PD14 | [5 empty] | Bescom | HSEPL | Clean Solar Power Tumkur Private Limited | Meera Corporation Kr | 2023-03-15 | 12
CNHalli_Block4 | Modules | CNHalli_Block4_SMB3.7_S3 | PV Solar Module String |  | CNHalli_BLOCK_4_SMB3.7 | - | 13.44 | 320W | - | 42 | Modules | Main Inventry | In Operation |  | In Warranty | Trina Solar Co. Ltd. | 2017-09-26 | 2027-09-26 | 120 | TED-A11042-1808-XSC-0109-0 | Trina Solar Co. Ltd. | HSEPL | TSM-320PD14 | [5 empty] | Bescom | HSEPL | Clean Solar Power Tumkur Private Limited | Meera Corporation Kr | 2023-03-15 | 12
CNHalli_Block4 | Modules | CNHalli_Block4_SMB3.7_S4 | PV Solar Module String |  | CNHalli_BLOCK_4_SMB3.7 | - | 13.44 | 320W | - | 42 | Modules | Main Inventry | In Operation |  | In Warranty | Trina Solar Co. Ltd. | 2017-09-26 | 2027-09-26 | 120 | TED-A11042-1808-XSC-0109-0 | Trina Solar Co. Ltd. | HSEPL | TSM-320PD14 | [5 empty] | Bescom | HSEPL | Clean Solar Power Tumkur Private Limited | Meera Corporation Kr | 2023-03-15 | 12
CNHalli_Block4 | Modules | CNHalli_Block4_SMB3.7_S5 | PV Solar Module String |  | CNHalli_BLOCK_4_SMB3.7 | - | 13.44 | 320W | - | 42 | Modules | Main Inventry | In Operation |  | In Warranty | Trina Solar Co. Ltd. | 2017-09-26 | 2027-09-26 | 120 | TED-A11042-1808-XSC-0109-0 | Trina Solar Co. Ltd. | HSEPL | TSM-320PD14 | [5 empty] | Bescom | HSEPL | Clean Solar Power Tumkur Private Limited | Meera Corporation Kr | 2023-03-15 | 12
CNHalli_Block4 | Modules | CNHalli_Block4_SMB3.7_S6 | PV Solar Module String |  | CNHalli_BLOCK_4_SMB3.7 | - | 13.44 | 320W | - | 42 | Modules | Main Inventry | In Operation |  | In Warranty | Trina Solar Co. Ltd. | 2017-09-26 | 2027-09-26 | 120 | TED-A11042-1808-XSC-0109-0 | Trina Solar Co. Ltd. | HSEPL | TSM-320PD14 | [5 empty] | Bescom | HSEPL | Clean Solar Power Tumkur Private Limited | Meera Corporation Kr | 2023-03-15 | 12
CNHalli_Block4 | Modules | CNHalli_Block4_SMB3.7_S7 | PV Solar Module String |  | CNHalli_BLOCK_4_SMB3.7 | - | 13.44 | 320W | - | 42 | Modules | Main Inventry | In Operation |  | In Warranty | Trina Solar Co. Ltd. | 2017-09-26 | 2027-09-26 | 120 | TED-A11042-1808-XSC-0109-0 | Trina Solar Co. Ltd. | HSEPL | TSM-320PD14 | [5 empty] | Bescom | HSEPL | Clean Solar Power Tumkur Private Limited | Meera Corporation Kr | 2023-03-15 | 12
CNHalli_Block4 | Modules | CNHalli_Block4_SMB3.7_S8 | PV Solar Module String |  | CNHalli_BLOCK_4_SMB3.7 | - | 13.44 | 320W | - | 42 | Modules | Main Inventry | In Operation |  | In Warranty | Trina Solar Co. Ltd. | 2017-09-26 | 2027-09-26 | 120 | TED-A11042-1808-XSC-0109-0 | Trina Solar Co. Ltd. | HSEPL | TSM-320PD14 | [5 empty] | Bescom | HSEPL | Clean Solar Power Tumkur Private Limited | Meera Corporation Kr | 2023-03-15 | 12
CNHalli_Block4 | Modules | CNHalli_Block4_SMB3.7_S9 | PV Solar Module String |  | CNHalli_BLOCK_4_SMB3.7 | - | 13.44 | 320W | - | 42 | Modules | Main Inventry | In Operation |  | In Warranty | Trina Solar Co. Ltd. | 2017-09-26 | 2027-09-26 | 120 | TED-A11042-1808-XSC-0109-0 | Trina Solar Co. Ltd. | HSEPL | TSM-320PD14 | [5 empty] | Bescom | HSEPL | Clean Solar Power Tumkur Private Limited | Meera Corporation Kr | 2023-03-15 | 12
CNHalli_Block4 | Modules | CNHalli_Block4_SMB3.7_S10 | PV Solar Module String |  | CNHalli_BLOCK_4_SMB3.7 | - | 13.44 | 320W | - | 42 | Modules | Main Inventry | In Operation |  | In Warranty | Trina Solar Co. Ltd. | 2017-09-26 | 2027-09-26 | 120 | TED-A11042-1808-XSC-0109-0 | Trina Solar Co. Ltd. | HSEPL | TSM-320PD14 | [5 empty] | Bescom | HSEPL | Clean Solar Power Tumkur Private Limited | Meera Corporation Kr | 2023-03-15 | 12
CNHalli_Block4 | Modules | CNHalli_Block4_SMB4.1_S1 | PV Solar Module String |  | CNHalli_BLOCK_4_SMB4.1 | - | 13.44 | 320W | - | 42 | Modules | Main Inventry | In Operation |  | In Warranty | Trina Solar Co. Ltd. | 2017-09-26 | 2027-09-26 | 120 | TED-A11042-1808-XSC-0109-0 | Trina Solar Co. Ltd. | HSEPL | TSM-320PD14 | [5 empty] | Bescom | HSEPL | Clean Solar Power Tumkur Private Limited | Meera Corporation Kr | 2023-03-15 | 12
CNHalli_Block4 | Modules | CNHalli_Block4_SMB4.1_S2 | PV Solar Module String |  | CNHalli_BLOCK_4_SMB4.1 | - | 13.44 | 320W | - | 42 | Modules | Main Inventry | In Operation |  | In Warranty | Trina Solar Co. Ltd. | 2017-09-26 | 2027-09-26 | 120 | TED-A11042-1808-XSC-0109-0 | Trina Solar Co. Ltd. | HSEPL | TSM-320PD14 | [5 empty] | Bescom | HSEPL | Clean Solar Power Tumkur Private Limited | Meera Corporation Kr | 2023-03-15 | 12
CNHalli_Block4 | Modules | CNHalli_Block4_SMB4.1_S3 | PV Solar Module String |  | CNHalli_BLOCK_4_SMB4.1 | - | 13.44 | 320W | - | 42 | Modules | Main Inventry | In Operation |  | In Warranty | Trina Solar Co. Ltd. | 2017-09-26 | 2027-09-26 | 120 | TED-A11042-1808-XSC-0109-0 | Trina Solar Co. Ltd. | HSEPL | TSM-320PD14 | [5 empty] | Bescom | HSEPL | Clean Solar Power Tumkur Private Limited | Meera Corporation Kr | 2023-03-15 | 12
CNHalli_Block4 | Modules | CNHalli_Block4_SMB4.1_S4 | PV Solar Module String |  | CNHalli_BLOCK_4_SMB4.1 | - | 13.44 | 320W | - | 42 | Modules | Main Inventry | In Operation |  | In Warranty | Trina Solar Co. Ltd. | 2017-09-26 | 2027-09-26 | 120 | TED-A11042-1808-XSC-0109-0 | Trina Solar Co. Ltd. | HSEPL | TSM-320PD14 | [5 empty] | Bescom | HSEPL | Clean Solar Power Tumkur Private Limited | Meera Corporation Kr | 2023-03-15 | 12
CNHalli_Block4 | Modules | CNHalli_Block4_SMB4.1_S5 | PV Solar Module String |  | CNHalli_BLOCK_4_SMB4.1 | - | 13.44 | 320W | - | 42 | Modules | Main Inventry | In Operation |  | In Warranty | Trina Solar Co. Ltd. | 2017-09-26 | 2027-09-26 | 120 | TED-A11042-1808-XSC-0109-0 | Trina Solar Co. Ltd. | HSEPL | TSM-320PD14 | [5 empty] | Bescom | HSEPL | Clean Solar Power Tumkur Private Limited | Meera Corporation Kr | 2023-03-15 | 12
CNHalli_Block4 | Modules | CNHalli_Block4_SMB4.1_S6 | PV Solar Module String |  | CNHalli_BLOCK_4_SMB4.1 | - | 13.44 | 320W | - | 42 | Modules | Main Inventry | In Operation |  | In Warranty | Trina Solar Co. Ltd. | 2017-09-26 | 2027-09-26 | 120 | TED-A11042-1808-XSC-0109-0 | Trina Solar Co. Ltd. | HSEPL | TSM-320PD14 | [5 empty] | Bescom | HSEPL | Clean Solar Power Tumkur Private Limited | Meera Corporation Kr | 2023-03-15 | 12
CNHalli_Block4 | Modules | CNHalli_Block4_SMB4.1_S7 | PV Solar Module String |  | CNHalli_BLOCK_4_SMB4.1 | - | 13.44 | 320W | - | 42 | Modules | Main Inventry | In Operation |  | In Warranty | Trina Solar Co. Ltd. | 2017-09-26 | 2027-09-26 | 120 | TED-A11042-1808-XSC-0109-0 | Trina Solar Co. Ltd. | HSEPL | TSM-320PD14 | [5 empty] | Bescom | HSEPL | Clean Solar Power Tumkur Private Limited | Meera Corporation Kr | 2023-03-15 | 12
CNHalli_Block4 | Modules | CNHalli_Block4_SMB4.1_S8 | PV Solar Module String |  | CNHalli_BLOCK_4_SMB4.1 | - | 13.44 | 320W | - | 42 | Modules | Main Inventry | In Operation |  | In Warranty | Trina Solar Co. Ltd. | 2017-09-26 | 2027-09-26 | 120 | TED-A11042-1808-XSC-0109-0 | Trina Solar Co. Ltd. | HSEPL | TSM-320PD14 | [5 empty] | Bescom | HSEPL | Clean Solar Power Tumkur Private Limited | Meera Corporation Kr | 2023-03-15 | 12
CNHalli_Block4 | Modules | CNHalli_Block4_SMB4.1_S9 | PV Solar Module String |  | CNHalli_BLOCK_4_SMB4.1 | - | 13.44 | 320W | - | 42 | Modules | Main Inventry | In Operation |  | In Warranty | Trina Solar Co. Ltd. | 2017-09-26 | 2027-09-26 | 120 | TED-A11042-1808-XSC-0109-0 | Trina Solar Co. Ltd. | HSEPL | TSM-320PD14 | [5 empty] | Bescom | HSEPL | Clean Solar Power Tumkur Private Limited | Meera Corporation Kr | 2023-03-15 | 12
CNHalli_Block4 | Modules | CNHalli_Block4_SMB4.1_S10 | PV Solar Module String |  | CNHalli_BLOCK_4_SMB4.1 | - | 13.44 | 320W | - | 42 | Modules | Main Inventry | In Operation |  | In Warranty | Trina Solar Co. Ltd. | 2017-09-26 | 2027-09-26 | 120 | TED-A11042-1808-XSC-0109-0 | Trina Solar Co. Ltd. | HSEPL | TSM-320PD14 | [5 empty] | Bescom | HSEPL | Clean Solar Power Tumkur Private Limited | Meera Corporation Kr | 2023-03-15 | 12
CNHalli_Block4 | Modules | CNHalli_Block4_SMB4.1_S11 | PV Solar Module String |  | CNHalli_BLOCK_4_SMB4.1 | - | 13.44 | 320W | - | 42 | Modules | Main Inventry | In Operation |  | In Warranty | Trina Solar Co. Ltd. | 2017-09-26 | 2027-09-26 | 120 | TED-A11042-1808-XSC-0109-0 | Trina Solar Co. Ltd. | HSEPL | TSM-320PD14 | [5 empty] | Bescom | HSEPL | Clean Solar Power Tumkur Private Limited | Meera Corporation Kr | 2023-03-15 | 12
CNHalli_Block4 | Modules | CNHalli_Block4_SMB4.1_S12 | PV Solar Module String |  | CNHalli_BLOCK_4_SMB4.1 | - | 13.44 | 320W | - | 42 | Modules | Main Inventry | In Operation |  | In Warranty | Trina Solar Co. Ltd. | 2017-09-26 | 2027-09-26 | 120 | TED-A11042-1808-XSC-0109-0 | Trina Solar Co. Ltd. | HSEPL | TSM-320PD14 | [5 empty] | Bescom | HSEPL | Clean Solar Power Tumkur Private Limited | Meera Corporation Kr | 2023-03-15 | 12
CNHalli_Block4 | Modules | CNHalli_Block4_SMB4.2_S1 | PV Solar Module String |  | CNHalli_BLOCK_4_SMB4.2 | - | 13.44 | 320W | - | 42 | Modules | Main Inventry | In Operation |  | In Warranty | Trina Solar Co. Ltd. | 2017-09-26 | 2027-09-26 | 120 | TED-A11042-1808-XSC-0109-0 | Trina Solar Co. Ltd. | HSEPL | TSM-320PD14 | [5 empty] | Bescom | HSEPL | Clean Solar Power Tumkur Private Limited | Meera Corporation Kr | 2023-03-15 | 12
CNHalli_Block4 | Modules | CNHalli_Block4_SMB4.2_S2 | PV Solar Module String |  | CNHalli_BLOCK_4_SMB4.2 | - | 13.44 | 320W | - | 42 | Modules | Main Inventry | In Operation |  | In Warranty | Trina Solar Co. Ltd. | 2017-09-26 | 2027-09-26 | 120 | TED-A11042-1808-XSC-0109-0 | Trina Solar Co. Ltd. | HSEPL | TSM-320PD14 | [5 empty] | Bescom | HSEPL | Clean Solar Power Tumkur Private Limited | Meera Corporation Kr | 2023-03-15 | 12
CNHalli_Block4 | Modules | CNHalli_Block4_SMB4.2_S3 | PV Solar Module String |  | CNHalli_BLOCK_4_SMB4.2 | - | 13.44 | 320W | - | 42 | Modules | Main Inventry | In Operation |  | In Warranty | Trina Solar Co. Ltd. | 2017-09-26 | 2027-09-26 | 120 | TED-A11042-1808-XSC-0109-0 | Trina Solar Co. Ltd. | HSEPL | TSM-320PD14 | [5 empty] | Bescom | HSEPL | Clean Solar Power Tumkur Private Limited | Meera Corporation Kr | 2023-03-15 | 12
CNHalli_Block4 | Modules | CNHalli_Block4_SMB4.2_S4 | PV Solar Module String |  | CNHalli_BLOCK_4_SMB4.2 | - | 13.44 | 320W | - | 42 | Modules | Main Inventry | In Operation |  | In Warranty | Trina Solar Co. Ltd. | 2017-09-26 | 2027-09-26 | 120 | TED-A11042-1808-XSC-0109-0 | Trina Solar Co. Ltd. | HSEPL | TSM-320PD14 | [5 empty] | Bescom | HSEPL | Clean Solar Power Tumkur Private Limited | Meera Corporation Kr | 2023-03-15 | 12
CNHalli_Block4 | Modules | CNHalli_Block4_SMB4.2_S5 | PV Solar Module String |  | CNHalli_BLOCK_4_SMB4.2 | - | 13.44 | 320W | - | 42 | Modules | Main Inventry | In Operation |  | In Warranty | Trina Solar Co. Ltd. | 2017-09-26 | 2027-09-26 | 120 | TED-A11042-1808-XSC-0109-0 | Trina Solar Co. Ltd. | HSEPL | TSM-320PD14 | [5 empty] | Bescom | HSEPL | Clean Solar Power Tumkur Private Limited | Meera Corporation Kr | 2023-03-15 | 12
CNHalli_Block4 | Modules | CNHalli_Block4_SMB4.2_S6 | PV Solar Module String |  | CNHalli_BLOCK_4_SMB4.2 | - | 13.44 | 320W | - | 42 | Modules | Main Inventry | In Operation |  | In Warranty | Trina Solar Co. Ltd. | 2017-09-26 | 2027-09-26 | 120 | TED-A11042-1808-XSC-0109-0 | Trina Solar Co. Ltd. | HSEPL | TSM-320PD14 | [5 empty] | Bescom | HSEPL | Clean Solar Power Tumkur Private Limited | Meera Corporation Kr | 2023-03-15 | 12
CNHalli_Block4 | Modules | CNHalli_Block4_SMB4.2_S7 | PV Solar Module String |  | CNHalli_BLOCK_4_SMB4.2 | - | 13.44 | 320W | - | 42 | Modules | Main Inventry | In Operation |  | In Warranty | Trina Solar Co. Ltd. | 2017-09-26 | 2027-09-26 | 120 | TED-A11042-1808-XSC-0109-0 | Trina Solar Co. Ltd. | HSEPL | TSM-320PD14 | [5 empty] | Bescom | HSEPL | Clean Solar Power Tumkur Private Limited | Meera Corporation Kr | 2023-03-15 | 12
CNHalli_Block4 | Modules | CNHalli_Block4_SMB4.2_S8 | PV Solar Module String |  | CNHalli_BLOCK_4_SMB4.2 | - | 13.44 | 320W | - | 42 | Modules | Main Inventry | In Operation |  | In Warranty | Trina Solar Co. Ltd. | 2017-09-26 | 2027-09-26 | 120 | TED-A11042-1808-XSC-0109-0 | Trina Solar Co. Ltd. | HSEPL | TSM-320PD14 | [5 empty] | Bescom | HSEPL | Clean Solar Power Tumkur Private Limited | Meera Corporation Kr | 2023-03-15 | 12
CNHalli_Block4 | Modules | CNHalli_Block4_SMB4.2_S9 | PV Solar Module String |  | CNHalli_BLOCK_4_SMB4.2 | - | 13.44 | 320W | - | 42 | Modules | Main Inventry | In Operation |  | In Warranty | Trina Solar Co. Ltd. | 2017-09-26 | 2027-09-26 | 120 | TED-A11042-1808-XSC-0109-0 | Trina Solar Co. Ltd. | HSEPL | TSM-320PD14 | [5 empty] | Bescom | HSEPL | Clean Solar Power Tumkur Private Limited | Meera Corporation Kr | 2023-03-15 | 12
CNHalli_Block4 | Modules | CNHalli_Block4_SMB4.2_S10 | PV Solar Module String |  | CNHalli_BLOCK_4_SMB4.2 | - | 13.44 | 320W | - | 42 | Modules | Main Inventry | In Operation |  | In Warranty | Trina Solar Co. Ltd. | 2017-09-26 | 2027-09-26 | 120 | TED-A11042-1808-XSC-0109-0 | Trina Solar Co. Ltd. | HSEPL | TSM-320PD14 | [5 empty] | Bescom | HSEPL | Clean Solar Power Tumkur Private Limited | Meera Corporation Kr | 2023-03-15 | 12
CNHalli_Block4 | Modules | CNHalli_Block4_SMB4.2_S11 | PV Solar Module String |  | CNHalli_BLOCK_4_SMB4.2 | - | 13.44 | 320W | - | 42 | Modules | Main Inventry | In Operation |  | In Warranty | Trina Solar Co. Ltd. | 2017-09-26 | 2027-09-26 | 120 | TED-A11042-1808-XSC-0109-0 | Trina Solar Co. Ltd. | HSEPL | TSM-320PD14 | [5 empty] | Bescom | HSEPL | Clean Solar Power Tumkur Private Limited | Meera Corporation Kr | 2023-03-15 | 12
CNHalli_Block4 | Modules | CNHalli_Block4_SMB4.2_S12 | PV Solar Module String |  | CNHalli_BLOCK_4_SMB4.2 | - | 13.44 | 320W | - | 42 | Modules | Main Inventry | In Operation |  | In Warranty | Trina Solar Co. Ltd. | 2017-09-26 | 2027-09-26 | 120 | TED-A11042-1808-XSC-0109-0 | Trina Solar Co. Ltd. | HSEPL | TSM-320PD14 | [5 empty] | Bescom | HSEPL | Clean Solar Power Tumkur Private Limited | Meera Corporation Kr | 2023-03-15 | 12
CNHalli_Block4 | Modules | CNHalli_Block4_SMB4.3_S1 | PV Solar Module String |  | CNHalli_BLOCK_4_SMB4.3 | - | 13.44 | 320W | - | 42 | Modules | Main Inventry | In Operation |  | In Warranty | Trina Solar Co. Ltd. | 2017-09-26 | 2027-09-26 | 120 | TED-A11042-1808-XSC-0109-0 | Trina Solar Co. Ltd. | HSEPL | TSM-320PD14 | [5 empty] | Bescom | HSEPL | Clean Solar Power Tumkur Private Limited | Meera Corporation Kr | 2023-03-15 | 12
CNHalli_Block4 | Modules | CNHalli_Block4_SMB4.3_S2 | PV Solar Module String |  | CNHalli_BLOCK_4_SMB4.3 | - | 13.44 | 320W | - | 42 | Modules | Main Inventry | In Operation |  | In Warranty | Trina Solar Co. Ltd. | 2017-09-26 | 2027-09-26 | 120 | TED-A11042-1808-XSC-0109-0 | Trina Solar Co. Ltd. | HSEPL | TSM-320PD14 | [5 empty] | Bescom | HSEPL | Clean Solar Power Tumkur Private Limited | Meera Corporation Kr | 2023-03-15 | 12
CNHalli_Block4 | Modules | CNHalli_Block4_SMB4.3_S3 | PV Solar Module String |  | CNHalli_BLOCK_4_SMB4.3 | - | 13.44 | 320W | - | 42 | Modules | Main Inventry | In Operation |  | In Warranty | Trina Solar Co. Ltd. | 2017-09-26 | 2027-09-26 | 120 | TED-A11042-1808-XSC-0109-0 | Trina Solar Co. Ltd. | HSEPL | TSM-320PD14 | [5 empty] | Bescom | HSEPL | Clean Solar Power Tumkur Private Limited | Meera Corporation Kr | 2023-03-15 | 12
CNHalli_Block4 | Modules | CNHalli_Block4_SMB4.3_S4 | PV Solar Module String |  | CNHalli_BLOCK_4_SMB4.3 | - | 13.44 | 320W | - | 42 | Modules | Main Inventry | In Operation |  | In Warranty | Trina Solar Co. Ltd. | 2017-09-26 | 2027-09-26 | 120 | TED-A11042-1808-XSC-0109-0 | Trina Solar Co. Ltd. | HSEPL | TSM-320PD14 | [5 empty] | Bescom | HSEPL | Clean Solar Power Tumkur Private Limited | Meera Corporation Kr | 2023-03-15 | 12
CNHalli_Block4 | Modules | CNHalli_Block4_SMB4.3_S5 | PV Solar Module String |  | CNHalli_BLOCK_4_SMB4.3 | - | 13.44 | 320W | - | 42 | Modules | Main Inventry | In Operation |  | In Warranty | Trina Solar Co. Ltd. | 2017-09-26 | 2027-09-26 | 120 | TED-A11042-1808-XSC-0109-0 | Trina Solar Co. Ltd. | HSEPL | TSM-320PD14 | [5 empty] | Bescom | HSEPL | Clean Solar Power Tumkur Private Limited | Meera Corporation Kr | 2023-03-15 | 12
CNHalli_Block4 | Modules | CNHalli_Block4_SMB4.3_S6 | PV Solar Module String |  | CNHalli_BLOCK_4_SMB4.3 | - | 13.44 | 320W | - | 42 | Modules | Main Inventry | In Operation |  | In Warranty | Trina Solar Co. Ltd. | 2017-09-26 | 2027-09-26 | 120 | TED-A11042-1808-XSC-0109-0 | Trina Solar Co. Ltd. | HSEPL | TSM-320PD14 | [5 empty] | Bescom | HSEPL | Clean Solar Power Tumkur Private Limited | Meera Corporation Kr | 2023-03-15 | 12
CNHalli_Block4 | Modules | CNHalli_Block4_SMB4.3_S7 | PV Solar Module String |  | CNHalli_BLOCK_4_SMB4.3 | - | 13.44 | 320W | - | 42 | Modules | Main Inventry | In Operation |  | In Warranty | Trina Solar Co. Ltd. | 2017-09-26 | 2027-09-26 | 120 | TED-A11042-1808-XSC-0109-0 | Trina Solar Co. Ltd. | HSEPL | TSM-320PD14 | [5 empty] | Bescom | HSEPL | Clean Solar Power Tumkur Private Limited | Meera Corporation Kr | 2023-03-15 | 12
CNHalli_Block4 | Modules | CNHalli_Block4_SMB4.3_S8 | PV Solar Module String |  | CNHalli_BLOCK_4_SMB4.3 | - | 13.44 | 320W | - | 42 | Modules | Main Inventry | In Operation |  | In Warranty | Trina Solar Co. Ltd. | 2017-09-26 | 2027-09-26 | 120 | TED-A11042-1808-XSC-0109-0 | Trina Solar Co. Ltd. | HSEPL | TSM-320PD14 | [5 empty] | Bescom | HSEPL | Clean Solar Power Tumkur Private Limited | Meera Corporation Kr | 2023-03-15 | 12
CNHalli_Block4 | Modules | CNHalli_Block4_SMB4.3_S9 | PV Solar Module String |  | CNHalli_BLOCK_4_SMB4.3 | - | 13.44 | 320W | - | 42 | Modules | Main Inventry | In Operation |  | In Warranty | Trina Solar Co. Ltd. | 2017-09-26 | 2027-09-26 | 120 | TED-A11042-1808-XSC-0109-0 | Trina Solar Co. Ltd. | HSEPL | TSM-320PD14 | [5 empty] | Bescom | HSEPL | Clean Solar Power Tumkur Private Limited | Meera Corporation Kr | 2023-03-15 | 12
CNHalli_Block4 | Modules | CNHalli_Block4_SMB4.3_S10 | PV Solar Module String |  | CNHalli_BLOCK_4_SMB4.3 | - | 13.44 | 320W | - | 42 | Modules | Main Inventry | In Operation |  | In Warranty | Trina Solar Co. Ltd. | 2017-09-26 | 2027-09-26 | 120 | TED-A11042-1808-XSC-0109-0 | Trina Solar Co. Ltd. | HSEPL | TSM-320PD14 | [5 empty] | Bescom | HSEPL | Clean Solar Power Tumkur Private Limited | Meera Corporation Kr | 2023-03-15 | 12
CNHalli_Block4 | Modules | CNHalli_Block4_SMB4.3_S11 | PV Solar Module String |  | CNHalli_BLOCK_4_SMB4.3 | - | 13.44 | 320W | - | 42 | Modules | Main Inventry | In Operation |  | In Warranty | Trina Solar Co. Ltd. | 2017-09-26 | 2027-09-26 | 120 | TED-A11042-1808-XSC-0109-0 | Trina Solar Co. Ltd. | HSEPL | TSM-320PD14 | [5 empty] | Bescom | HSEPL | Clean Solar Power Tumkur Private Limited | Meera Corporation Kr | 2023-03-15 | 12
CNHalli_Block4 | Modules | CNHalli_Block4_SMB4.3_S12 | PV Solar Module String |  | CNHalli_BLOCK_4_SMB4.3 | - | 13.44 | 320W | - | 42 | Modules | Main Inventry | In Operation |  | In Warranty | Trina Solar Co. Ltd. | 2017-09-26 | 2027-09-26 | 120 | TED-A11042-1808-XSC-0109-0 | Trina Solar Co. Ltd. | HSEPL | TSM-320PD14 | [5 empty] | Bescom | HSEPL | Clean Solar Power Tumkur Private Limited | Meera Corporation Kr | 2023-03-15 | 12
CNHalli_Block4 | Modules | CNHalli_Block4_SMB4.4_S1 | PV Solar Module String |  | CNHalli_BLOCK_4_SMB4.4 | - | 13.44 | 320W | - | 42 | Modules | Main Inventry | In Operation |  | In Warranty | Trina Solar Co. Ltd. | 2017-09-26 | 2027-09-26 | 120 | TED-A11042-1808-XSC-0109-0 | Trina Solar Co. Ltd. | HSEPL | TSM-320PD14 | [5 empty] | Bescom | HSEPL | Clean Solar Power Tumkur Private Limited | Meera Corporation Kr | 2023-03-15 | 12
CNHalli_Block4 | Modules | CNHalli_Block4_SMB4.4_S2 | PV Solar Module String |  | CNHalli_BLOCK_4_SMB4.4 | - | 13.44 | 320W | - | 42 | Modules | Main Inventry | In Operation |  | In Warranty | Trina Solar Co. Ltd. | 2017-09-26 | 2027-09-26 | 120 | TED-A11042-1808-XSC-0109-0 | Trina Solar Co. Ltd. | HSEPL | TSM-320PD14 | [5 empty] | Bescom | HSEPL | Clean Solar Power Tumkur Private Limited | Meera Corporation Kr | 2023-03-15 | 12
CNHalli_Block4 | Modules | CNHalli_Block4_SMB4.4_S3 | PV Solar Module String |  | CNHalli_BLOCK_4_SMB4.4 | - | 13.44 | 320W | - | 42 | Modules | Main Inventry | In Operation |  | In Warranty | Trina Solar Co. Ltd. | 2017-09-26 | 2027-09-26 | 120 | TED-A11042-1808-XSC-0109-0 | Trina Solar Co. Ltd. | HSEPL | TSM-320PD14 | [5 empty] | Bescom | HSEPL | Clean Solar Power Tumkur Private Limited | Meera Corporation Kr | 2023-03-15 | 12
CNHalli_Block4 | Modules | CNHalli_Block4_SMB4.4_S4 | PV Solar Module String |  | CNHalli_BLOCK_4_SMB4.4 | - | 13.44 | 320W | - | 42 | Modules | Main Inventry | In Operation |  | In Warranty | Trina Solar Co. Ltd. | 2017-09-26 | 2027-09-26 | 120 | TED-A11042-1808-XSC-0109-0 | Trina Solar Co. Ltd. | HSEPL | TSM-320PD14 | [5 empty] | Bescom | HSEPL | Clean Solar Power Tumkur Private Limited | Meera Corporation Kr | 2023-03-15 | 12
CNHalli_Block4 | Modules | CNHalli_Block4_SMB4.4_S5 | PV Solar Module String |  | CNHalli_BLOCK_4_SMB4.4 | - | 13.44 | 320W | - | 42 | Modules | Main Inventry | In Operation |  | In Warranty | Trina Solar Co. Ltd. | 2017-09-26 | 2027-09-26 | 120 | TED-A11042-1808-XSC-0109-0 | Trina Solar Co. Ltd. | HSEPL | TSM-320PD14 | [5 empty] | Bescom | HSEPL | Clean Solar Power Tumkur Private Limited | Meera Corporation Kr | 2023-03-15 | 12
CNHalli_Block4 | Modules | CNHalli_Block4_SMB4.4_S6 | PV Solar Module String |  | CNHalli_BLOCK_4_SMB4.4 | - | 13.44 | 320W | - | 42 | Modules | Main Inventry | In Operation |  | In Warranty | Trina Solar Co. Ltd. | 2017-09-26 | 2027-09-26 | 120 | TED-A11042-1808-XSC-0109-0 | Trina Solar Co. Ltd. | HSEPL | TSM-320PD14 | [5 empty] | Bescom | HSEPL | Clean Solar Power Tumkur Private Limited | Meera Corporation Kr | 2023-03-15 | 12
CNHalli_Block4 | Modules | CNHalli_Block4_SMB4.4_S7 | PV Solar Module String |  | CNHalli_BLOCK_4_SMB4.4 | - | 13.44 | 320W | - | 42 | Modules | Main Inventry | In Operation |  | In Warranty | Trina Solar Co. Ltd. | 2017-09-26 | 2027-09-26 | 120 | TED-A11042-1808-XSC-0109-0 | Trina Solar Co. Ltd. | HSEPL | TSM-320PD14 | [5 empty] | Bescom | HSEPL | Clean Solar Power Tumkur Private Limited | Meera Corporation Kr | 2023-03-15 | 12
CNHalli_Block4 | Modules | CNHalli_Block4_SMB4.4_S8 | PV Solar Module String |  | CNHalli_BLOCK_4_SMB4.4 | - | 13.44 | 320W | - | 42 | Modules | Main Inventry | In Operation |  | In Warranty | Trina Solar Co. Ltd. | 2017-09-26 | 2027-09-26 | 120 | TED-A11042-1808-XSC-0109-0 | Trina Solar Co. Ltd. | HSEPL | TSM-320PD14 | [5 empty] | Bescom | HSEPL | Clean Solar Power Tumkur Private Limited | Meera Corporation Kr | 2023-03-15 | 12
CNHalli_Block4 | Modules | CNHalli_Block4_SMB4.4_S9 | PV Solar Module String |  | CNHalli_BLOCK_4_SMB4.4 | - | 13.44 | 320W | - | 42 | Modules | Main Inventry | In Operation |  | In Warranty | Trina Solar Co. Ltd. | 2017-09-26 | 2027-09-26 | 120 | TED-A11042-1808-XSC-0109-0 | Trina Solar Co. Ltd. | HSEPL | TSM-320PD14 | [5 empty] | Bescom | HSEPL | Clean Solar Power Tumkur Private Limited | Meera Corporation Kr | 2023-03-15 | 12
CNHalli_Block4 | Modules | CNHalli_Block4_SMB4.4_S10 | PV Solar Module String |  | CNHalli_BLOCK_4_SMB4.4 | - | 13.44 | 320W | - | 42 | Modules | Main Inventry | In Operation |  | In Warranty | Trina Solar Co. Ltd. | 2017-09-26 | 2027-09-26 | 120 | TED-A11042-1808-XSC-0109-0 | Trina Solar Co. Ltd. | HSEPL | TSM-320PD14 | [5 empty] | Bescom | HSEPL | Clean Solar Power Tumkur Private Limited | Meera Corporation Kr | 2023-03-15 | 12
CNHalli_Block4 | Modules | CNHalli_Block4_SMB4.4_S11 | PV Solar Module String |  | CNHalli_BLOCK_4_SMB4.4 | - | 13.44 | 320W | - | 42 | Modules | Main Inventry | In Operation |  | In Warranty | Trina Solar Co. Ltd. | 2017-09-26 | 2027-09-26 | 120 | TED-A11042-1808-XSC-0109-0 | Trina Solar Co. Ltd. | HSEPL | TSM-320PD14 | [5 empty] | Bescom | HSEPL | Clean Solar Power Tumkur Private Limited | Meera Corporation Kr | 2023-03-15 | 12
CNHalli_Block4 | Modules | CNHalli_Block4_SMB4.4_S12 | PV Solar Module String |  | CNHalli_BLOCK_4_SMB4.4 | - | 13.44 | 320W | - | 42 | Modules | Main Inventry | In Operation |  | In Warranty | Trina Solar Co. Ltd. | 2017-09-26 | 2027-09-26 | 120 | TED-A11042-1808-XSC-0109-0 | Trina Solar Co. Ltd. | HSEPL | TSM-320PD14 | [5 empty] | Bescom | HSEPL | Clean Solar Power Tumkur Private Limited | Meera Corporation Kr | 2023-03-15 | 12
CNHalli_Block4 | Modules | CNHalli_Block4_SMB4.5_S1 | PV Solar Module String |  | CNHalli_BLOCK_4_SMB4.5 | - | 13.44 | 320W | - | 42 | Modules | Main Inventry | In Operation |  | In Warranty | Trina Solar Co. Ltd. | 2017-09-26 | 2027-09-26 | 120 | TED-A11042-1808-XSC-0109-0 | Trina Solar Co. Ltd. | HSEPL | TSM-320PD14 | [5 empty] | Bescom | HSEPL | Clean Solar Power Tumkur Private Limited | Meera Corporation Kr | 2023-03-15 | 12
CNHalli_Block4 | Modules | CNHalli_Block4_SMB4.5_S2 | PV Solar Module String |  | CNHalli_BLOCK_4_SMB4.5 | - | 13.44 | 320W | - | 42 | Modules | Main Inventry | In Operation |  | In Warranty | Trina Solar Co. Ltd. | 2017-09-26 | 2027-09-26 | 120 | TED-A11042-1808-XSC-0109-0 | Trina Solar Co. Ltd. | HSEPL | TSM-320PD14 | [5 empty] | Bescom | HSEPL | Clean Solar Power Tumkur Private Limited | Meera Corporation Kr | 2023-03-15 | 12
CNHalli_Block4 | Modules | CNHalli_Block4_SMB4.5_S3 | PV Solar Module String |  | CNHalli_BLOCK_4_SMB4.5 | - | 13.44 | 320W | - | 42 | Modules | Main Inventry | In Operation |  | In Warranty | Trina Solar Co. Ltd. | 2017-09-26 | 2027-09-26 | 120 | TED-A11042-1808-XSC-0109-0 | Trina Solar Co. Ltd. | HSEPL | TSM-320PD14 | [5 empty] | Bescom | HSEPL | Clean Solar Power Tumkur Private Limited | Meera Corporation Kr | 2023-03-15 | 12
CNHalli_Block4 | Modules | CNHalli_Block4_SMB4.5_S4 | PV Solar Module String |  | CNHalli_BLOCK_4_SMB4.5 | - | 13.44 | 320W | - | 42 | Modules | Main Inventry | In Operation |  | In Warranty | Trina Solar Co. Ltd. | 2017-09-26 | 2027-09-26 | 120 | TED-A11042-1808-XSC-0109-0 | Trina Solar Co. Ltd. | HSEPL | TSM-320PD14 | [5 empty] | Bescom | HSEPL | Clean Solar Power Tumkur Private Limited | Meera Corporation Kr | 2023-03-15 | 12
CNHalli_Block4 | Modules | CNHalli_Block4_SMB4.5_S5 | PV Solar Module String |  | CNHalli_BLOCK_4_SMB4.5 | - | 13.44 | 320W | - | 42 | Modules | Main Inventry | In Operation |  | In Warranty | Trina Solar Co. Ltd. | 2017-09-26 | 2027-09-26 | 120 | TED-A11042-1808-XSC-0109-0 | Trina Solar Co. Ltd. | HSEPL | TSM-320PD14 | [5 empty] | Bescom | HSEPL | Clean Solar Power Tumkur Private Limited | Meera Corporation Kr | 2023-03-15 | 12
CNHalli_Block4 | Modules | CNHalli_Block4_SMB4.5_S6 | PV Solar Module String |  | CNHalli_BLOCK_4_SMB4.5 | - | 13.44 | 320W | - | 42 | Modules | Main Inventry | In Operation |  | In Warranty | Trina Solar Co. Ltd. | 2017-09-26 | 2027-09-26 | 120 | TED-A11042-1808-XSC-0109-0 | Trina Solar Co. Ltd. | HSEPL | TSM-320PD14 | [5 empty] | Bescom | HSEPL | Clean Solar Power Tumkur Private Limited | Meera Corporation Kr | 2023-03-15 | 12
CNHalli_Block4 | Modules | CNHalli_Block4_SMB4.5_S7 | PV Solar Module String |  | CNHalli_BLOCK_4_SMB4.5 | - | 13.44 | 320W | - | 42 | Modules | Main Inventry | In Operation |  | In Warranty | Trina Solar Co. Ltd. | 2017-09-26 | 2027-09-26 | 120 | TED-A11042-1808-XSC-0109-0 | Trina Solar Co. Ltd. | HSEPL | TSM-320PD14 | [5 empty] | Bescom | HSEPL | Clean Solar Power Tumkur Private Limited | Meera Corporation Kr | 2023-03-15 | 12
CNHalli_Block4 | Modules | CNHalli_Block4_SMB4.5_S8 | PV Solar Module String |  | CNHalli_BLOCK_4_SMB4.5 | - | 13.44 | 320W | - | 42 | Modules | Main Inventry | In Operation |  | In Warranty | Trina Solar Co. Ltd. | 2017-09-26 | 2027-09-26 | 120 | TED-A11042-1808-XSC-0109-0 | Trina Solar Co. Ltd. | HSEPL | TSM-320PD14 | [5 empty] | Bescom | HSEPL | Clean Solar Power Tumkur Private Limited | Meera Corporation Kr | 2023-03-15 | 12
CNHalli_Block4 | Modules | CNHalli_Block4_SMB4.5_S9 | PV Solar Module String |  | CNHalli_BLOCK_4_SMB4.5 | - | 13.44 | 320W | - | 42 | Modules | Main Inventry | In Operation |  | In Warranty | Trina Solar Co. Ltd. | 2017-09-26 | 2027-09-26 | 120 | TED-A11042-1808-XSC-0109-0 | Trina Solar Co. Ltd. | HSEPL | TSM-320PD14 | [5 empty] | Bescom | HSEPL | Clean Solar Power Tumkur Private Limited | Meera Corporation Kr | 2023-03-15 | 12
CNHalli_Block4 | Modules | CNHalli_Block4_SMB4.5_S10 | PV Solar Module String |  | CNHalli_BLOCK_4_SMB4.5 | - | 13.44 | 320W | - | 42 | Modules | Main Inventry | In Operation |  | In Warranty | Trina Solar Co. Ltd. | 2017-09-26 | 2027-09-26 | 120 | TED-A11042-1808-XSC-0109-0 | Trina Solar Co. Ltd. | HSEPL | TSM-320PD14 | [5 empty] | Bescom | HSEPL | Clean Solar Power Tumkur Private Limited | Meera Corporation Kr | 2023-03-15 | 12
CNHalli_Block4 | Modules | CNHalli_Block4_SMB4.5_S11 | PV Solar Module String |  | CNHalli_BLOCK_4_SMB4.5 | - | 13.44 | 320W | - | 42 | Modules | Main Inventry | In Operation |  | In Warranty | Trina Solar Co. Ltd. | 2017-09-26 | 2027-09-26 | 120 | TED-A11042-1808-XSC-0109-0 | Trina Solar Co. Ltd. | HSEPL | TSM-320PD14 | [5 empty] | Bescom | HSEPL | Clean Solar Power Tumkur Private Limited | Meera Corporation Kr | 2023-03-15 | 12
CNHalli_Block4 | Modules | CNHalli_Block4_SMB4.5_S12 | PV Solar Module String |  | CNHalli_BLOCK_4_SMB4.5 | - | 13.44 | 320W | - | 42 | Modules | Main Inventry | In Operation |  | In Warranty | Trina Solar Co. Ltd. | 2017-09-26 | 2027-09-26 | 120 | TED-A11042-1808-XSC-0109-0 | Trina Solar Co. Ltd. | HSEPL | TSM-320PD14 | [5 empty] | Bescom | HSEPL | Clean Solar Power Tumkur Private Limited | Meera Corporation Kr | 2023-03-15 | 12
CNHalli_Block4 | Modules | CNHalli_Block4_SMB4.6_S1 | PV Solar Module String |  | CNHalli_BLOCK_4_SMB4.6 | - | 13.44 | 320W | - | 42 | Modules | Main Inventry | In Operation |  | In Warranty | Trina Solar Co. Ltd. | 2017-09-26 | 2027-09-26 | 120 | TED-A11042-1808-XSC-0109-0 | Trina Solar Co. Ltd. | HSEPL | TSM-320PD14 | [5 empty] | Bescom | HSEPL | Clean Solar Power Tumkur Private Limited | Meera Corporation Kr | 2023-03-15 | 12
CNHalli_Block4 | Modules | CNHalli_Block4_SMB4.6_S2 | PV Solar Module String |  | CNHalli_BLOCK_4_SMB4.6 | - | 13.44 | 320W | - | 42 | Modules | Main Inventry | In Operation |  | In Warranty | Trina Solar Co. Ltd. | 2017-09-26 | 2027-09-26 | 120 | TED-A11042-1808-XSC-0109-0 | Trina Solar Co. Ltd. | HSEPL | TSM-320PD14 | [5 empty] | Bescom | HSEPL | Clean Solar Power Tumkur Private Limited | Meera Corporation Kr | 2023-03-15 | 12
CNHalli_Block4 | Modules | CNHalli_Block4_SMB4.6_S3 | PV Solar Module String |  | CNHalli_BLOCK_4_SMB4.6 | - | 13.44 | 320W | - | 42 | Modules | Main Inventry | In Operation |  | In Warranty | Trina Solar Co. Ltd. | 2017-09-26 | 2027-09-26 | 120 | TED-A11042-1808-XSC-0109-0 | Trina Solar Co. Ltd. | HSEPL | TSM-320PD14 | [5 empty] | Bescom | HSEPL | Clean Solar Power Tumkur Private Limited | Meera Corporation Kr | 2023-03-15 | 12
CNHalli_Block4 | Modules | CNHalli_Block4_SMB4.6_S4 | PV Solar Module String |  | CNHalli_BLOCK_4_SMB4.6 | - | 13.44 | 320W | - | 42 | Modules | Main Inventry | In Operation |  | In Warranty | Trina Solar Co. Ltd. | 2017-09-26 | 2027-09-26 | 120 | TED-A11042-1808-XSC-0109-0 | Trina Solar Co. Ltd. | HSEPL | TSM-320PD14 | [5 empty] | Bescom | HSEPL | Clean Solar Power Tumkur Private Limited | Meera Corporation Kr | 2023-03-15 | 12
CNHalli_Block4 | Modules | CNHalli_Block4_SMB4.6_S5 | PV Solar Module String |  | CNHalli_BLOCK_4_SMB4.6 | - | 13.44 | 320W | - | 42 | Modules | Main Inventry | In Operation |  | In Warranty | Trina Solar Co. Ltd. | 2017-09-26 | 2027-09-26 | 120 | TED-A11042-1808-XSC-0109-0 | Trina Solar Co. Ltd. | HSEPL | TSM-320PD14 | [5 empty] | Bescom | HSEPL | Clean Solar Power Tumkur Private Limited | Meera Corporation Kr | 2023-03-15 | 12
CNHalli_Block4 | Modules | CNHalli_Block4_SMB4.6_S6 | PV Solar Module String |  | CNHalli_BLOCK_4_SMB4.6 | - | 13.44 | 320W | - | 42 | Modules | Main Inventry | In Operation |  | In Warranty | Trina Solar Co. Ltd. | 2017-09-26 | 2027-09-26 | 120 | TED-A11042-1808-XSC-0109-0 | Trina Solar Co. Ltd. | HSEPL | TSM-320PD14 | [5 empty] | Bescom | HSEPL | Clean Solar Power Tumkur Private Limited | Meera Corporation Kr | 2023-03-15 | 12
CNHalli_Block4 | Modules | CNHalli_Block4_SMB4.6_S7 | PV Solar Module String |  | CNHalli_BLOCK_4_SMB4.6 | - | 13.44 | 320W | - | 42 | Modules | Main Inventry | In Operation |  | In Warranty | Trina Solar Co. Ltd. | 2017-09-26 | 2027-09-26 | 120 | TED-A11042-1808-XSC-0109-0 | Trina Solar Co. Ltd. | HSEPL | TSM-320PD14 | [5 empty] | Bescom | HSEPL | Clean Solar Power Tumkur Private Limited | Meera Corporation Kr | 2023-03-15 | 12
CNHalli_Block4 | Modules | CNHalli_Block4_SMB4.6_S8 | PV Solar Module String |  | CNHalli_BLOCK_4_SMB4.6 | - | 13.44 | 320W | - | 42 | Modules | Main Inventry | In Operation |  | In Warranty | Trina Solar Co. Ltd. | 2017-09-26 | 2027-09-26 | 120 | TED-A11042-1808-XSC-0109-0 | Trina Solar Co. Ltd. | HSEPL | TSM-320PD14 | [5 empty] | Bescom | HSEPL | Clean Solar Power Tumkur Private Limited | Meera Corporation Kr | 2023-03-15 | 12
CNHalli_Block4 | Modules | CNHalli_Block4_SMB4.6_S9 | PV Solar Module String |  | CNHalli_BLOCK_4_SMB4.6 | - | 13.44 | 320W | - | 42 | Modules | Main Inventry | In Operation |  | In Warranty | Trina Solar Co. Ltd. | 2017-09-26 | 2027-09-26 | 120 | TED-A11042-1808-XSC-0109-0 | Trina Solar Co. Ltd. | HSEPL | TSM-320PD14 | [5 empty] | Bescom | HSEPL | Clean Solar Power Tumkur Private Limited | Meera Corporation Kr | 2023-03-15 | 12
CNHalli_Block4 | Modules | CNHalli_Block4_SMB4.6_S10 | PV Solar Module String |  | CNHalli_BLOCK_4_SMB4.6 | - | 13.44 | 320W | - | 42 | Modules | Main Inventry | In Operation |  | In Warranty | Trina Solar Co. Ltd. | 2017-09-26 | 2027-09-26 | 120 | TED-A11042-1808-XSC-0109-0 | Trina Solar Co. Ltd. | HSEPL | TSM-320PD14 | [5 empty] | Bescom | HSEPL | Clean Solar Power Tumkur Private Limited | Meera Corporation Kr | 2023-03-15 | 12
CNHalli_Block4 | Modules | CNHalli_Block4_SMB4.6_S11 | PV Solar Module String |  | CNHalli_BLOCK_4_SMB4.6 | - | 13.44 | 320W | - | 42 | Modules | Main Inventry | In Operation |  | In Warranty | Trina Solar Co. Ltd. | 2017-09-26 | 2027-09-26 | 120 | TED-A11042-1808-XSC-0109-0 | Trina Solar Co. Ltd. | HSEPL | TSM-320PD14 | [5 empty] | Bescom | HSEPL | Clean Solar Power Tumkur Private Limited | Meera Corporation Kr | 2023-03-15 | 12
CNHalli_Block4 | Modules | CNHalli_Block4_SMB4.6_S12 | PV Solar Module String |  | CNHalli_BLOCK_4_SMB4.6 | - | 13.44 | 320W | - | 42 | Modules | Main Inventry | In Operation |  | In Warranty | Trina Solar Co. Ltd. | 2017-09-26 | 2027-09-26 | 120 | TED-A11042-1808-XSC-0109-0 | Trina Solar Co. Ltd. | HSEPL | TSM-320PD14 | [5 empty] | Bescom | HSEPL | Clean Solar Power Tumkur Private Limited | Meera Corporation Kr | 2023-03-15 | 12
CNHalli_Block4 | Modules | CNHalli_Block4_SMB4.7_S1 | PV Solar Module String |  | CNHalli_BLOCK_4_SMB4.7 | - | 13.44 | 320W | - | 42 | Modules | Main Inventry | In Operation |  | In Warranty | Trina Solar Co. Ltd. | 2017-09-26 | 2027-09-26 | 120 | TED-A11042-1808-XSC-0109-0 | Trina Solar Co. Ltd. | HSEPL | TSM-320PD14 | [5 empty] | Bescom | HSEPL | Clean Solar Power Tumkur Private Limited | Meera Corporation Kr | 2023-03-15 | 12
CNHalli_Block4 | Modules | CNHalli_Block4_SMB4.7_S2 | PV Solar Module String |  | CNHalli_BLOCK_4_SMB4.7 | - | 13.44 | 320W | - | 42 | Modules | Main Inventry | In Operation |  | In Warranty | Trina Solar Co. Ltd. | 2017-09-26 | 2027-09-26 | 120 | TED-A11042-1808-XSC-0109-0 | Trina Solar Co. Ltd. | HSEPL | TSM-320PD14 | [5 empty] | Bescom | HSEPL | Clean Solar Power Tumkur Private Limited | Meera Corporation Kr | 2023-03-15 | 12
CNHalli_Block4 | Modules | CNHalli_Block4_SMB4.7_S3 | PV Solar Module String |  | CNHalli_BLOCK_4_SMB4.7 | - | 13.44 | 320W | - | 42 | Modules | Main Inventry | In Operation |  | In Warranty | Trina Solar Co. Ltd. | 2017-09-26 | 2027-09-26 | 120 | TED-A11042-1808-XSC-0109-0 | Trina Solar Co. Ltd. | HSEPL | TSM-320PD14 | [5 empty] | Bescom | HSEPL | Clean Solar Power Tumkur Private Limited | Meera Corporation Kr | 2023-03-15 | 12
CNHalli_Block4 | Modules | CNHalli_Block4_SMB4.7_S4 | PV Solar Module String |  | CNHalli_BLOCK_4_SMB4.7 | - | 13.44 | 320W | - | 42 | Modules | Main Inventry | In Operation |  | In Warranty | Trina Solar Co. Ltd. | 2017-09-26 | 2027-09-26 | 120 | TED-A11042-1808-XSC-0109-0 | Trina Solar Co. Ltd. | HSEPL | TSM-320PD14 | [5 empty] | Bescom | HSEPL | Clean Solar Power Tumkur Private Limited | Meera Corporation Kr | 2023-03-15 | 12
CNHalli_Block4 | Modules | CNHalli_Block4_SMB4.7_S5 | PV Solar Module String |  | CNHalli_BLOCK_4_SMB4.7 | - | 13.44 | 320W | - | 42 | Modules | Main Inventry | In Operation |  | In Warranty | Trina Solar Co. Ltd. | 2017-09-26 | 2027-09-26 | 120 | TED-A11042-1808-XSC-0109-0 | Trina Solar Co. Ltd. | HSEPL | TSM-320PD14 | [5 empty] | Bescom | HSEPL | Clean Solar Power Tumkur Private Limited | Meera Corporation Kr | 2023-03-15 | 12
CNHalli_Block4 | Modules | CNHalli_Block4_SMB4.7_S6 | PV Solar Module String |  | CNHalli_BLOCK_4_SMB4.7 | - | 13.44 | 320W | - | 42 | Modules | Main Inventry | In Operation |  | In Warranty | Trina Solar Co. Ltd. | 2017-09-26 | 2027-09-26 | 120 | TED-A11042-1808-XSC-0109-0 | Trina Solar Co. Ltd. | HSEPL | TSM-320PD14 | [5 empty] | Bescom | HSEPL | Clean Solar Power Tumkur Private Limited | Meera Corporation Kr | 2023-03-15 | 12
CNHalli_Block4 | Modules | CNHalli_Block4_SMB4.7_S7 | PV Solar Module String |  | CNHalli_BLOCK_4_SMB4.7 | - | 13.44 | 320W | - | 42 | Modules | Main Inventry | In Operation |  | In Warranty | Trina Solar Co. Ltd. | 2017-09-26 | 2027-09-26 | 120 | TED-A11042-1808-XSC-0109-0 | Trina Solar Co. Ltd. | HSEPL | TSM-320PD14 | [5 empty] | Bescom | HSEPL | Clean Solar Power Tumkur Private Limited | Meera Corporation Kr | 2023-03-15 | 12
CNHalli_Block4 | Modules | CNHalli_Block4_SMB4.7_S8 | PV Solar Module String |  | CNHalli_BLOCK_4_SMB4.7 | - | 13.44 | 320W | - | 42 | Modules | Main Inventry | In Operation |  | In Warranty | Trina Solar Co. Ltd. | 2017-09-26 | 2027-09-26 | 120 | TED-A11042-1808-XSC-0109-0 | Trina Solar Co. Ltd. | HSEPL | TSM-320PD14 | [5 empty] | Bescom | HSEPL | Clean Solar Power Tumkur Private Limited | Meera Corporation Kr | 2023-03-15 | 12
CNHalli_Block4 | Modules | CNHalli_Block4_SMB4.7_S9 | PV Solar Module String |  | CNHalli_BLOCK_4_SMB4.7 | - | 13.44 | 320W | - | 42 | Modules | Main Inventry | In Operation |  | In Warranty | Trina Solar Co. Ltd. | 2017-09-26 | 2027-09-26 | 120 | TED-A11042-1808-XSC-0109-0 | Trina Solar Co. Ltd. | HSEPL | TSM-320PD14 | [5 empty] | Bescom | HSEPL | Clean Solar Power Tumkur Private Limited | Meera Corporation Kr | 2023-03-15 | 12
CNHalli_Block4 | Modules | CNHalli_Block4_SMB4.7_S10 | PV Solar Module String |  | CNHalli_BLOCK_4_SMB4.7 | - | 13.44 | 320W | - | 42 | Modules | Main Inventry | In Operation |  | In Warranty | Trina Solar Co. Ltd. | 2017-09-26 | 2027-09-26 | 120 | TED-A11042-1808-XSC-0109-0 | Trina Solar Co. Ltd. | HSEPL | TSM-320PD14 | [5 empty] | Bescom | HSEPL | Clean Solar Power Tumkur Private Limited | Meera Corporation Kr | 2023-03-15 | 12
CNHalli_Block5 | Transformer | CNHalli_Block5_IDT5 | Inverter Duty Transformer |  | CNHalli_BLOCK_5 | 2187004 | - | - | 4.4 MVA,11KV/405V, | 1 | Transformer | Main Inventry | In Operation |  | Out of Warranty | Toshiba Transmission & Distribution Systems (India) Pvt. Ltd. | 2017-09-26 | 2022-09-25 | 60 | D17000380 | Toshiba Transmission & Distribution Systems (India) Pvt. Ltd. | L&T | ONAN | [5 empty] | Bescom | HSEPL | Clean Solar Power Tumkur Private Limited | Meera Corporation Kr | 2022-12-09 | 12
CNHalli_Block5 | ACDB | CNHalli_Block5_ACDB | ACDB |  | CNHalli_BLOCK_5 | - | - | - | 415v / 32A | 1 | ACDB | Main Inventry | In Operation |  | Out of Warranty | StahllformTechnik Pvt. Ltd. | 2017-09-26 | 2022-09-25 | 60 | NA | StahllformTechnik Pvt. Ltd. | L&T | Outdoor floor Mouinting | [5 empty] | Bescom | HSEPL | Clean Solar Power Tumkur Private Limited | Meera Corporation Kr | - | NA
CNHalli_Block5 | Transformer | CNHalli_Block5_Aux-Trafo | Aux Trafo |  | CNHalli_BLOCK_5 | VMCL/a/3088 | - | - | 11KV/400V, 75 KVA | 1 | Transformer | Main Inventry | In Operation |  | Out of Warranty | Voltech Manufacturing Company Ltd. | 2017-09-26 | 2022-09-25 | 60 | VMCL/Warranty/50/17-18 | Voltech Manufacturing Company Ltd. | L&T | ONAN | [5 empty] | Bescom | HSEPL | Clean Solar Power Tumkur Private Limited | Meera Corporation Kr | - | NA
CNHalli_Block5 | Change Over Panel | CNHalli_Block5_Change_Over Panel | Change Over Panel |  | CNHalli_BLOCK_5 |  | - | - | 415V, 80A | 1 | Auxiliary Panel | Main Inventry | In Operation |  | Out of Warranty | StahllformTechnik Pvt. Ltd. | 2017-09-26 | 2022-09-25 | 60 | NA | StahllformTechnik Pvt. Ltd. | L&T | Outdoor wall Mouinting | [5 empty] | Bescom | HSEPL | Clean Solar Power Tumkur Private Limited | Meera Corporation Kr | - | NA
CNHalli_Block5 | UPS | CNHalli_Block5_UPS | UPS |  | CNHalli_BLOCK_5 | 20170600612 | - | - | 400V | 1 | UPS | Main Inventry | In Operation |  | Out of Warranty | Power One Micro Systems Pvt. Ltd., | 2017-08-31 | 2020-08-30 | 36 | NA | Power One Micro Systems Pvt. Ltd., | L&T | PMP253R32 | [5 empty] | Bescom | HSEPL | Clean Solar Power Tumkur Private Limited | Meera Corporation Kr | - | NA
CNHalli_Block5 | UPS | CNHalli_Block5_UPS_DB | UPD_DB |  | CNHalli_BLOCK_5 | - | - | - | 415V, 63A | 1 | UPS DB | Main Inventry | In Operation |  | Out of Warranty | StahllformTechnik Pvt. Ltd. | 2017-09-26 | 2022-09-25 | 60 | NA | StahllformTechnik Pvt. Ltd. | L&T | Indoor wall Mouinting | [5 empty] | Bescom | HSEPL | Clean Solar Power Tumkur Private Limited | Meera Corporation Kr | - | NA
CNHalli_Block5 | UPS | CNHalli_Block5_UPS_Batteries | Battery |  | CNHalli_BLOCK_5 | - | - | - |  | 32 | Batteries | Main Inventry | In Operation |  | Out of Warranty | Power One Micro Systems Pvt. Ltd., | 2017-08-31 | 2019-08-30 | 24 | NA | Exide | L&T | EP 65-12 | [5 empty] | Bescom | HSEPL | Clean Solar Power Tumkur Private Limited | Meera Corporation Kr | - | NA
CNHalli_Block5 | RMU | CNHalli_Block5_RMU | RMU |  | CNHalli_BLOCK_5 | LQR01/05/03/12884 | - | - | 12KV, 565A, 21kA, 3sec | 1 | RMU | Main Inventry | In Operation |  | Out of Warranty | Siemens Ltd. | 2017-09-26 | 2022-09-25 | 60 | NA | Siemens Ltd. | L&T | 8DJH ST - RRL outdoor | [5 empty] | Bescom | HSEPL | Clean Solar Power Tumkur Private Limited | Meera Corporation Kr | 2022-12-23 | 12
CNHalli_Block5 | Inverter | CNHalli_Block5_INV1 | Inverter-1 |  | CNHalli_BLOCK_5 | 180804839 | 1113.63 | DC-1000V, 1635A | AC- 1100kva /OP-405,1586A | 1 | Inverter | Main Inventry | In Operation |  | In Warranty | SMA Solar Technology AG | 2017-09-26 | 2023-09-18 | 78 | 401893921 | SMA Solar Technology AG | HSEPL | Sunny Central 1000CP XT | [5 empty] | Bescom | HSEPL | Clean Solar Power Tumkur Private Limited | Meera Corporation Kr | - | NA
CNHalli_Block5 | Inverter | CNHalli_Block5_INV2 | Inverter-2 |  | CNHalli_BLOCK_5 | 180804819 | 1119.3 | DC-1000V, 1635A | AC- 1100kva /OP-405,1586A | 1 | Inverter | Main Inventry | In Operation |  | In Warranty | SMA Solar Technology AG | 2017-09-26 | 2023-09-18 | 78 | 401893921 | SMA Solar Technology AG | HSEPL | Sunny Central 1000CP XT | [5 empty] | Bescom | HSEPL | Clean Solar Power Tumkur Private Limited | Meera Corporation Kr | - | NA
CNHalli_Block5 | Inverter | CNHalli_Block5_INV3 | Inverter-3 |  | CNHalli_BLOCK_5 | 180805071 | 1119.3 | DC-1000V, 1635A | AC- 1100kva /OP-405,1586A | 1 | Inverter | Main Inventry | In Operation |  | In Warranty | SMA Solar Technology AG | 2017-09-26 | 2023-09-18 | 78 | 401893921 | SMA Solar Technology AG | HSEPL | Sunny Central 1000CP XT | [5 empty] | Bescom | HSEPL | Clean Solar Power Tumkur Private Limited | Meera Corporation Kr | - | NA
CNHalli_Block5 | Inverter | CNHalli_Block5_INV4 | Inverter-4 |  | CNHalli_BLOCK_5 | 180805037 | 1119.3 | DC-1000V, 1635A | AC- 1100kva /OP-405,1586A | 1 | Inverter | Main Inventry | In Operation |  | In Warranty | SMA Solar Technology AG | 2017-09-26 | 2023-09-18 | 78 | 401893921 | SMA Solar Technology AG | HSEPL | Sunny Central 1000CP XT | [5 empty] | Bescom | HSEPL | Clean Solar Power Tumkur Private Limited | Meera Corporation Kr | - | NA
CNHalli_Block5 | SCADA | CNHalli_Block5_PLC | PLC |  | CNHalli_BLOCK_5 | PRJ10124-P6 | - | - | 230 AC | 1 | SCADA | Main Inventry | In Operation |  | Out of Warranty | GE Intelligent Platforms | 2017-09-26 | 2019-09-25 | 24 | NA | GE Intelligent Platforms | L&T | Outdoor floor Mouinting | [5 empty] | Bescom | HSEPL | Clean Solar Power Tumkur Private Limited | Meera Corporation Kr | - | NA
CNHalli_Block5 | SCADA | CNHalli_Block5_PLC | Master PLC - Processor |  | CNHalli_BLOCK_5 | PRJ10124-P6 | - | - | 230 AC | 1 | SCADA | Main Inventry | In Operation |  | Out of Warranty | GE Intelligent Platforms | 2017-09-26 | 2019-09-25 | 24 | NA | GE Intelligent Platforms | L&T | Outdoor floor Mouinting | [5 empty] | Bescom | HSEPL | Clean Solar Power Tumkur Private Limited | Meera Corporation Kr | - | NA
CNHalli_Block5 | SCADA | CNHalli_Block5_PLC | Slave PLCs |  | CNHalli_BLOCK_5 | PRJ10124-P6 | - | - | 230 AC | 7 | SCADA | Main Inventry | In Operation |  | Out of Warranty | GE Intelligent Platforms | 2017-09-26 | 2019-09-25 | 24 | NA | GE Intelligent Platforms | L&T | Outdoor floor Mouinting | [5 empty] | Bescom | HSEPL | Clean Solar Power Tumkur Private Limited | Meera Corporation Kr | - | NA
CNHalli_Block5 | SCADA | CNHalli_Block5_PLC | Ethernet Switch |  | CNHalli_BLOCK_5 | PRJ10124-P6 | - | - | 230 AC | 2 | SCADA | Main Inventry | In Operation |  | Out of Warranty | GE Intelligent Platforms | 2017-09-26 | 2019-09-25 | 24 | NA | GE Intelligent Platforms | L&T | Outdoor floor Mouinting | [5 empty] | Bescom | HSEPL | Clean Solar Power Tumkur Private Limited | Meera Corporation Kr | - | NA
CNHalli_Block5 | SCADA | CNHalli_Block5_PLC | Analog Input Module |  | CNHalli_BLOCK_5 | PRJ10124-P6 | - | - | 230 AC | 1 | SCADA | Main Inventry | In Operation |  | Out of Warranty | GE Intelligent Platforms | 2017-09-26 | 2019-09-25 | 24 | NA | GE Intelligent Platforms | L&T | Outdoor floor Mouinting | [5 empty] | Bescom | HSEPL | Clean Solar Power Tumkur Private Limited | Meera Corporation Kr | - | NA
CNHalli_Block5 | SCADA | CNHalli_Block5_PLC | Coverter(RS-232 TO RS-485/422) |  | CNHalli_BLOCK_5 | PRJ10124-P6 | - | - | 230 AC | 8 | SCADA | Main Inventry | In Operation |  | Out of Warranty | GE Intelligent Platforms | 2017-09-26 | 2019-09-25 | 24 | NA | GE Intelligent Platforms | L&T | Outdoor floor Mouinting | [5 empty] | Bescom | HSEPL | Clean Solar Power Tumkur Private Limited | Meera Corporation Kr | - | NA
CNHalli_Block5 | SCADA | CNHalli_Block5_PLC | RTU LINK BOX |  | CNHalli_BLOCK_5 | PRJ10124-P6 | - | - | 230 AC | 2 | SCADA | Main Inventry | In Operation |  | Out of Warranty | GE Intelligent Platforms | 2017-09-26 | 2019-09-25 | 24 | NA | GE Intelligent Platforms | L&T | Outdoor floor Mouinting | [5 empty] | Bescom | HSEPL | Clean Solar Power Tumkur Private Limited | Meera Corporation Kr | - | NA
CNHalli_Block5 | SCADA | CNHalli_Block5_PLC | Digital Input Module |  | CNHalli_BLOCK_5 | PRJ10124-P6 | - | - | 230 AC | 1 | SCADA | Main Inventry | In Operation |  | Out of Warranty | GE Intelligent Platforms | 2017-09-26 | 2019-09-25 | 24 | NA | GE Intelligent Platforms | L&T | Outdoor floor Mouinting | [5 empty] | Bescom | HSEPL | Clean Solar Power Tumkur Private Limited | Meera Corporation Kr | - | NA
CNHalli_Block5 | SCADA | CNHalli_Block5_PLC | Digital Output Module |  | CNHalli_BLOCK_5 | PRJ10124-P6 | - | - | 230 AC | 1 | SCADA | Main Inventry | In Operation |  | Out of Warranty | GE Intelligent Platforms | 2017-09-26 | 2019-09-25 | 24 | NA | GE Intelligent Platforms | L&T | Outdoor floor Mouinting | [5 empty] | Bescom | HSEPL | Clean Solar Power Tumkur Private Limited | Meera Corporation Kr | - | NA
CNHalli_Block5 | LIGHTING | CNHalli_Block5_LDB | LDB |  | CNHalli_BLOCK_5 | - | - | - | 415V / 32A | 1 | LTDB | Main Inventry | In Operation |  | Out of Warranty | StahllformTechnik Pvt. Ltd. | 2017-09-26 | 2022-09-25 | 60 | NA | StahllformTechnik Pvt. Ltd. | L&T | Oudoor wall Mouinting | [5 empty] | Bescom | HSEPL | Clean Solar Power Tumkur Private Limited | Meera Corporation Kr | - | NA
CNHalli_Block5 | SMB | CNHalli_Block5_INV1_SMB1 | BLOCK_5_SMB_1.1 |  | CNHalli_BLOCK_5_INV_1 | 17E01510GO | - | - | - | 1 | SCB | Main Inventry | In Operation |  | Out of Warranty | Statcon Energiaa Pvt. Ltd. | 2017-09-26 | 2022-09-25 | 60 | NA | Statcon Energiaa Pvt. Ltd. | L&T | 14IN 1OUT - Three Box Model | [5 empty] | Bescom | HSEPL | Clean Solar Power Tumkur Private Limited | Meera Corporation Kr | - | NA
CNHalli_Block5 | SMB | CNHalli_Block5_INV1_SMB2 | BLOCK_5_SMB_1.2 |  | CNHalli_BLOCK_5_INV_1 | 17E01457GO | - | - | - | 1 | SCB | Main Inventry | In Operation |  | Out of Warranty | Statcon Energiaa Pvt. Ltd. | 2017-09-26 | 2022-09-25 | 60 | NA | Statcon Energiaa Pvt. Ltd. | L&T | 14IN 1OUT - Three Box Model | [5 empty] | Bescom | HSEPL | Clean Solar Power Tumkur Private Limited | Meera Corporation Kr | - | NA
CNHalli_Block5 | SMB | CNHalli_Block5_INV1_SMB3 | BLOCK_5_SMB_1.3 |  | CNHalli_BLOCK_5_INV_1 | 17E01446GO | - | - | - | 1 | SCB | Main Inventry | In Operation |  | Out of Warranty | Statcon Energiaa Pvt. Ltd. | 2017-09-26 | 2022-09-25 | 60 | NA | Statcon Energiaa Pvt. Ltd. | L&T | 14IN 1OUT - Three Box Model | [5 empty] | Bescom | HSEPL | Clean Solar Power Tumkur Private Limited | Meera Corporation Kr | - | NA
CNHalli_Block5 | SMB | CNHalli_Block5_INV1_SMB4 | BLOCK_5_SMB_1.4 |  | CNHalli_BLOCK_5_INV_1 | 17E01442GO | - | - | - | 1 | SCB | Main Inventry | In Operation |  | Out of Warranty | Statcon Energiaa Pvt. Ltd. | 2017-09-26 | 2022-09-25 | 60 | NA | Statcon Energiaa Pvt. Ltd. | L&T | 14IN 1OUT - Three Box Model | [5 empty] | Bescom | HSEPL | Clean Solar Power Tumkur Private Limited | Meera Corporation Kr | - | NA
CNHalli_Block5 | SMB | CNHalli_Block5_INV1_SMB5 | BLOCK_5_SMB_1.5 |  | CNHalli_BLOCK_5_INV_1 | 17E01508GO | - | - | - | 1 | SCB | Main Inventry | In Operation |  | Out of Warranty | Statcon Energiaa Pvt. Ltd. | 2017-09-26 | 2022-09-25 | 60 | NA | Statcon Energiaa Pvt. Ltd. | L&T | 14IN 1OUT - Three Box Model | [5 empty] | Bescom | HSEPL | Clean Solar Power Tumkur Private Limited | Meera Corporation Kr | - | NA
CNHalli_Block5 | SMB | CNHalli_Block5_INV1_SMB6 | BLOCK_5_SMB_1.6 |  | CNHalli_BLOCK_5_INV_1 | 17E01501GO | - | - | - | 1 | SCB | Main Inventry | In Operation |  | Out of Warranty | Statcon Energiaa Pvt. Ltd. | 2017-09-26 | 2022-09-25 | 60 | NA | Statcon Energiaa Pvt. Ltd. | L&T | 14IN 1OUT - Three Box Model | [5 empty] | Bescom | HSEPL | Clean Solar Power Tumkur Private Limited | Meera Corporation Kr | - | NA
CNHalli_Block5 | SMB | CNHalli_Block5_INV1_SMB7 | BLOCK_5_SMB_1.7 |  | CNHalli_BLOCK_5_INV_1 | 17E01521GO | - | - | - | 1 | SCB | Main Inventry | In Operation |  | Out of Warranty | Statcon Energiaa Pvt. Ltd. | 2017-09-26 | 2022-09-25 | 60 | NA | Statcon Energiaa Pvt. Ltd. | L&T | 14IN 1OUT - Three Box Model | [5 empty] | Bescom | HSEPL | Clean Solar Power Tumkur Private Limited | Meera Corporation Kr | - | NA
CNHalli_Block5 | SMB | CNHalli_Block5_INV2_SMB1 | BLOCK_5_SMB_2.1 |  | CNHalli_BLOCK_5_INV_2 | 17E01496GO | - | - | - | 1 | SCB | Main Inventry | In Operation |  | Out of Warranty | Statcon Energiaa Pvt. Ltd. | 2017-09-26 | 2022-09-25 | 60 | NA | Statcon Energiaa Pvt. Ltd. | L&T | 14IN 1OUT - Three Box Model | [5 empty] | Bescom | HSEPL | Clean Solar Power Tumkur Private Limited | Meera Corporation Kr | - | NA
CNHalli_Block5 | SMB | CNHalli_Block5_INV2_SMB2 | BLOCK_5_SMB_2.2 |  | CNHalli_BLOCK_5_INV_2 | 17E01478GO | - | - | - | 1 | SCB | Main Inventry | In Operation |  | Out of Warranty | Statcon Energiaa Pvt. Ltd. | 2017-09-26 | 2022-09-25 | 60 | NA | Statcon Energiaa Pvt. Ltd. | L&T | 14IN 1OUT - Three Box Model | [5 empty] | Bescom | HSEPL | Clean Solar Power Tumkur Private Limited | Meera Corporation Kr | - | NA
CNHalli_Block5 | SMB | CNHalli_Block5_INV2_SMB3 | BLOCK_5_SMB_2.3 |  | CNHalli_BLOCK_5_INV_2 | 17E01514GO | - | - | - | 1 | SCB | Main Inventry | In Operation |  | Out of Warranty | Statcon Energiaa Pvt. Ltd. | 2017-09-26 | 2022-09-25 | 60 | NA | Statcon Energiaa Pvt. Ltd. | L&T | 14IN 1OUT - Three Box Model | [5 empty] | Bescom | HSEPL | Clean Solar Power Tumkur Private Limited | Meera Corporation Kr | - | NA
CNHalli_Block5 | SMB | CNHalli_Block5_INV2_SMB4 | BLOCK_5_SMB_2.4 |  | CNHalli_BLOCK_5_INV_2 | 17E01497GO | - | - | - | 1 | SCB | Main Inventry | In Operation |  | Out of Warranty | Statcon Energiaa Pvt. Ltd. | 2017-09-26 | 2022-09-25 | 60 | NA | Statcon Energiaa Pvt. Ltd. | L&T | 14IN 1OUT - Three Box Model | [5 empty] | Bescom | HSEPL | Clean Solar Power Tumkur Private Limited | Meera Corporation Kr | - | NA
CNHalli_Block5 | SMB | CNHalli_Block5_INV2_SMB5 | BLOCK_5_SMB_2.5 |  | CNHalli_BLOCK_5_INV_2 | 17E01499GO | - | - | - | 1 | SCB | Main Inventry | In Operation |  | Out of Warranty | Statcon Energiaa Pvt. Ltd. | 2017-09-26 | 2022-09-25 | 60 | NA | Statcon Energiaa Pvt. Ltd. | L&T | 14IN 1OUT - Three Box Model | [5 empty] | Bescom | HSEPL | Clean Solar Power Tumkur Private Limited | Meera Corporation Kr | - | NA
CNHalli_Block5 | SMB | CNHalli_Block5_INV2_SMB6 | BLOCK_5_SMB_2.6 |  | CNHalli_BLOCK_5_INV_2 | 17E01461GO | - | - | - | 1 | SCB | Main Inventry | In Operation |  | Out of Warranty | Statcon Energiaa Pvt. Ltd. | 2017-09-26 | 2022-09-25 | 60 | NA | Statcon Energiaa Pvt. Ltd. | L&T | 14IN 1OUT - Three Box Model | [5 empty] | Bescom | HSEPL | Clean Solar Power Tumkur Private Limited | Meera Corporation Kr | - | NA
CNHalli_Block5 | SMB | CNHalli_Block5_INV2_SMB7 | BLOCK_5_SMB_2.7 |  | CNHalli_BLOCK_5_INV_2 | 17E01421GO | - | - | - | 1 | SCB | Main Inventry | In Operation |  | Out of Warranty | Statcon Energiaa Pvt. Ltd. | 2017-09-26 | 2022-09-25 | 60 | NA | Statcon Energiaa Pvt. Ltd. | L&T | 14IN 1OUT - Three Box Model | [5 empty] | Bescom | HSEPL | Clean Solar Power Tumkur Private Limited | Meera Corporation Kr | - | NA
CNHalli_Block5 | SMB | CNHalli_Block5_INV3_SMB1 | BLOCK_5_SMB_3.1 |  | CNHalli_BLOCK_5_INV_3 | 17E01522GO | - | - | - | 1 | SCB | Main Inventry | In Operation |  | Out of Warranty | Statcon Energiaa Pvt. Ltd. | 2017-09-26 | 2022-09-25 | 60 | NA | Statcon Energiaa Pvt. Ltd. | L&T | 14IN 1OUT - Three Box Model | [5 empty] | Bescom | HSEPL | Clean Solar Power Tumkur Private Limited | Meera Corporation Kr | - | NA
CNHalli_Block5 | SMB | CNHalli_Block5_INV3_SMB2 | BLOCK_5_SMB_3.2 |  | CNHalli_BLOCK_5_INV_3 | 17E01398GO | - | - | - | 1 | SCB | Main Inventry | In Operation |  | Out of Warranty | Statcon Energiaa Pvt. Ltd. | 2017-09-26 | 2022-09-25 | 60 | NA | Statcon Energiaa Pvt. Ltd. | L&T | 14IN 1OUT - Three Box Model | [5 empty] | Bescom | HSEPL | Clean Solar Power Tumkur Private Limited | Meera Corporation Kr | - | NA
CNHalli_Block5 | SMB | CNHalli_Block5_INV3_SMB3 | BLOCK_5_SMB_3.3 |  | CNHalli_BLOCK_5_INV_3 | 17E01495GO | - | - | - | 1 | SCB | Main Inventry | In Operation |  | Out of Warranty | Statcon Energiaa Pvt. Ltd. | 2017-09-26 | 2022-09-25 | 60 | NA | Statcon Energiaa Pvt. Ltd. | L&T | 14IN 1OUT - Three Box Model | [5 empty] | Bescom | HSEPL | Clean Solar Power Tumkur Private Limited | Meera Corporation Kr | - | NA
CNHalli_Block5 | SMB | CNHalli_Block5_INV3_SMB4 | BLOCK_5_SMB_3.4 |  | CNHalli_BLOCK_5_INV_3 | 17E01408GO | - | - | - | 1 | SCB | Main Inventry | In Operation |  | Out of Warranty | Statcon Energiaa Pvt. Ltd. | 2017-09-26 | 2022-09-25 | 60 | NA | Statcon Energiaa Pvt. Ltd. | L&T | 14IN 1OUT - Three Box Model | [5 empty] | Bescom | HSEPL | Clean Solar Power Tumkur Private Limited | Meera Corporation Kr | - | NA
CNHalli_Block5 | SMB | CNHalli_Block5_INV3_SMB5 | BLOCK_5_SMB_3.5 |  | CNHalli_BLOCK_5_INV_3 | 17E01498GO | - | - | - | 1 | SCB | Main Inventry | In Operation |  | Out of Warranty | Statcon Energiaa Pvt. Ltd. | 2017-09-26 | 2022-09-25 | 60 | NA | Statcon Energiaa Pvt. Ltd. | L&T | 14IN 1OUT - Three Box Model | [5 empty] | Bescom | HSEPL | Clean Solar Power Tumkur Private Limited | Meera Corporation Kr | - | NA
CNHalli_Block5 | SMB | CNHalli_Block5_INV3_SMB6 | BLOCK_5_SMB_3.6 |  | CNHalli_BLOCK_5_INV_3 | 17E01502GO | - | - | - | 1 | SCB | Main Inventry | In Operation |  | Out of Warranty | Statcon Energiaa Pvt. Ltd. | 2017-09-26 | 2022-09-25 | 60 | NA | Statcon Energiaa Pvt. Ltd. | L&T | 14IN 1OUT - Three Box Model | [5 empty] | Bescom | HSEPL | Clean Solar Power Tumkur Private Limited | Meera Corporation Kr | - | NA
CNHalli_Block5 | SMB | CNHalli_Block5_INV3_SMB7 | BLOCK_5_SMB_3.7 |  | CNHalli_BLOCK_5_INV_3 | 17E01459GO | - | - | - | 1 | SCB | Main Inventry | In Operation |  | Out of Warranty | Statcon Energiaa Pvt. Ltd. | 2017-09-26 | 2022-09-25 | 60 | NA | Statcon Energiaa Pvt. Ltd. | L&T | 14IN 1OUT - Three Box Model | [5 empty] | Bescom | HSEPL | Clean Solar Power Tumkur Private Limited | Meera Corporation Kr | - | NA
CNHalli_Block5 | SMB | CNHalli_Block5_INV4_SMB1 | BLOCK_5_SMB_4.1 |  | CNHalli_BLOCK_5_INV_4 | 17E01494GO | - | - | - | 1 | SCB | Main Inventry | In Operation |  | Out of Warranty | Statcon Energiaa Pvt. Ltd. | 2017-09-26 | 2022-09-25 | 60 | NA | Statcon Energiaa Pvt. Ltd. | L&T | 14IN 1OUT - Three Box Model | [5 empty] | Bescom | HSEPL | Clean Solar Power Tumkur Private Limited | Meera Corporation Kr | - | NA
CNHalli_Block5 | SMB | CNHalli_Block5_INV4_SMB2 | BLOCK_5_SMB_4.2 |  | CNHalli_BLOCK_5_INV_4 | 17E01452GO | - | - | - | 1 | SCB | Main Inventry | In Operation |  | Out of Warranty | Statcon Energiaa Pvt. Ltd. | 2017-09-26 | 2022-09-25 | 60 | NA | Statcon Energiaa Pvt. Ltd. | L&T | 14IN 1OUT - Three Box Model | [5 empty] | Bescom | HSEPL | Clean Solar Power Tumkur Private Limited | Meera Corporation Kr | - | NA
CNHalli_Block5 | SMB | CNHalli_Block5_INV4_SMB3 | BLOCK_5_SMB_4.3 |  | CNHalli_BLOCK_5_INV_4 | 17E01500GO | - | - | - | 1 | SCB | Main Inventry | In Operation |  | Out of Warranty | Statcon Energiaa Pvt. Ltd. | 2017-09-26 | 2022-09-25 | 60 | NA | Statcon Energiaa Pvt. Ltd. | L&T | 14IN 1OUT - Three Box Model | [5 empty] | Bescom | HSEPL | Clean Solar Power Tumkur Private Limited | Meera Corporation Kr | - | NA
CNHalli_Block5 | SMB | CNHalli_Block5_INV4_SMB4 | BLOCK_5_SMB_4.4 |  | CNHalli_BLOCK_5_INV_4 | 17E01436GO | - | - | - | 1 | SCB | Main Inventry | In Operation |  | Out of Warranty | Statcon Energiaa Pvt. Ltd. | 2017-09-26 | 2022-09-25 | 60 | NA | Statcon Energiaa Pvt. Ltd. | L&T | 14IN 1OUT - Three Box Model | [5 empty] | Bescom | HSEPL | Clean Solar Power Tumkur Private Limited | Meera Corporation Kr | - | NA
CNHalli_Block5 | SMB | CNHalli_Block5_INV4_SMB5 | BLOCK_5_SMB_4.5 |  | CNHalli_BLOCK_5_INV_4 | 17E02101GO | - | - | - | 1 | SCB | Main Inventry | In Operation |  |  | Statcon Energiaa Pvt. Ltd. | 2017-09-26 | 2022-09-25 | 60 | NA | Statcon Energiaa Pvt. Ltd. | L&T | 14IN 1OUT - Three Box Model | [5 empty] | Bescom | HSEPL | Clean Solar Power Tumkur Private Limited | Meera Corporation Kr | - | NA
CNHalli_Block5 | SMB | CNHalli_Block5_INV4_SMB6 | BLOCK_5_SMB_4.6 |  | CNHalli_BLOCK_5_INV_4 | 17E01447GO | - | - | - | 1 | SCB | Main Inventry | In Operation |  |  | Statcon Energiaa Pvt. Ltd. | 2017-09-26 | 2022-09-25 | 60 | NA | Statcon Energiaa Pvt. Ltd. | L&T | 14IN 1OUT - Three Box Model | [5 empty] | Bescom | HSEPL | Clean Solar Power Tumkur Private Limited | Meera Corporation Kr | - | NA
CNHalli_Block5 | SMB | CNHalli_Block5_INV4_SMB7 | BLOCK_5_SMB_4.7 |  | CNHalli_BLOCK_5_INV_4 | 17E01525GO | - | - | - | 1 | SCB | Main Inventry | In Operation |  |  | Statcon Energiaa Pvt. Ltd. | 2017-09-26 | 2022-09-25 | 60 | NA | Statcon Energiaa Pvt. Ltd. | L&T | 14IN 1OUT - Three Box Model | [5 empty] | Bescom | HSEPL | Clean Solar Power Tumkur Private Limited | Meera Corporation Kr | - | NA
CNHalli_Block5 | Tracker | Block5 INV1_TRK08 | BLOCK_5_TRK_08 |  | CNHalli_BLOCK_5__SMB_1.1 & CNHalli_BLOCK_5__SMB_1.2 & CNHalli_BLOCK_5__SMB_1.3 | - | - | - | 400V / 3.34A | 1 | Tracker | Main Inventry | In Operation |  | Out of Warranty | Auma India Pvt Ltd & Focaal Automation Pvt Ltd. | 2017-09-26 | 2020-09-25 | 36 | NA | Auma India Pvt Ltd & Focaal Automation Pvt Ltd. | L&T | ASDL25Gm (ABG025.2029) | [5 empty] | Bescom | HSEPL | Clean Solar Power Tumkur Private Limited | Meera Corporation Kr | - | NA
CNHalli_Block5 | Tracker | Block5 INV1_TRK09 | BLOCK_5_TRK_09 |  | CNHalli_BLOCK_5__SMB_1.3 & CNHalli_BLOCK_5__SMB_1.4 & CNHalli_BLOCK_5__SMB_1.7 | - | - | - | 400V / 3.34A | 1 | Tracker | Main Inventry | In Operation |  | Out of Warranty | Auma India Pvt Ltd & Focaal Automation Pvt Ltd. | 2017-09-26 | 2020-09-25 | 36 | NA | Auma India Pvt Ltd & Focaal Automation Pvt Ltd. | L&T | ASDL25Gm (ABG025.2029) | [5 empty] | Bescom | HSEPL | Clean Solar Power Tumkur Private Limited | Meera Corporation Kr | - | NA
CNHalli_Block5 | Tracker | Block5 INV1_TRK10 | BLOCK_5_TRK_10 |  | CNHalli_BLOCK_5__SMB_1.5 & CNHalli_BLOCK_5__SMB_1.6 | - | - | - | 400V / 3.34A | 1 | Tracker | Main Inventry | In Operation |  | Out of Warranty | Auma India Pvt Ltd & Focaal Automation Pvt Ltd. | 2017-09-26 | 2020-09-25 | 36 | NA | Auma India Pvt Ltd & Focaal Automation Pvt Ltd. | L&T | ASDL25Gm (ABG025.2029) | [5 empty] | Bescom | HSEPL | Clean Solar Power Tumkur Private Limited | Meera Corporation Kr | - | NA
CNHalli_Block5 | Tracker | Block5 INV2_TRK19 | BLOCK_5_TRK_19 |  | CNHalli_BLOCK_5__SMB_2.1 & CNHalli_BLOCK_5__SMB_2.2 | - | - | - | 400V / 3.34A | 1 | Tracker | Main Inventry | In Operation |  | Out of Warranty | Auma India Pvt Ltd & Focaal Automation Pvt Ltd. | 2017-09-26 | 2020-09-25 | 36 | NA | Auma India Pvt Ltd & Focaal Automation Pvt Ltd. | L&T | ASDL25Gm (ABG025.2029) | [5 empty] | Bescom | HSEPL | Clean Solar Power Tumkur Private Limited | Meera Corporation Kr | - | NA
CNHalli_Block5 | Tracker | Block5 INV2_TRK18 | BLOCK_5_TRK_18 |  | CNHalli_BLOCK_5__SMB_2.3 & CNHalli_BLOCK_5__SMB_2.4 & CNHalli_BLOCK_5__SMB_2.7 | - | - | - | 400V / 3.34A | 1 | Tracker | Main Inventry | In Operation |  | Out of Warranty | Auma India Pvt Ltd & Focaal Automation Pvt Ltd. | 2017-09-26 | 2020-09-25 | 36 | NA | Auma India Pvt Ltd & Focaal Automation Pvt Ltd. | L&T | ASDL25Gm (ABG025.2029) | [5 empty] | Bescom | HSEPL | Clean Solar Power Tumkur Private Limited | Meera Corporation Kr | - | NA
CNHalli_Block5 | Tracker | Block5 INV2_TRK27 | BLOCK_5_TRK_27 |  | CNHalli_BLOCK_5__SMB_2.5 & CNHalli_BLOCK_5__SMB_2.6 & CNHalli_BLOCK_5__SMB_2.7 | - | - | - | 400V / 3.34A | 1 | Tracker | Main Inventry | In Operation |  | Out of Warranty | Auma India Pvt Ltd & Focaal Automation Pvt Ltd. | 2017-09-26 | 2020-09-25 | 36 | NA | Auma India Pvt Ltd & Focaal Automation Pvt Ltd. | L&T | ASDL25Gm (ABG025.2029) | [5 empty] | Bescom | HSEPL | Clean Solar Power Tumkur Private Limited | Meera Corporation Kr | - | NA
CNHalli_Block5 | Tracker | Block5 INV2_TRK36 | BLOCK_5_TRK_36 |  | CNHalli_BLOCK_5__SMB_2.7 | - | - | - | 400V / 3.34A | 1 | Tracker | Main Inventry | In Operation |  | Out of Warranty | Auma India Pvt Ltd & Focaal Automation Pvt Ltd. | 2017-09-26 | 2020-09-25 | 36 | NA | Auma India Pvt Ltd & Focaal Automation Pvt Ltd. | L&T | ASDL25Gm (ABG025.2029) | [5 empty] | Bescom | HSEPL | Clean Solar Power Tumkur Private Limited | Meera Corporation Kr | - | NA
CNHalli_Block5 | Tracker | Block5 INV3_TRK37 | BLOCK_5_TRK_37 |  | CNHalli_BLOCK_5__SMB_3.1 & CNHalli_BLOCK_5__SMB_3.2 & CNHalli_BLOCK_5__SMB_3.3 | - | - | - | 400V / 3.34A | 1 | Tracker | Main Inventry | In Operation |  | Out of Warranty | Auma India Pvt Ltd & Focaal Automation Pvt Ltd. | 2017-09-26 | 2020-09-25 | 36 | NA | Auma India Pvt Ltd & Focaal Automation Pvt Ltd. | L&T | ASDL25Gm (ABG025.2029) | [5 empty] | Bescom | HSEPL | Clean Solar Power Tumkur Private Limited | Meera Corporation Kr | - | NA
CNHalli_Block5 | Tracker | Block5 INV3_TRK36 | BLOCK_5_TRK_36 |  | CNHalli_BLOCK_5__SMB_3.3 & CNHalli_BLOCK_5__SMB_3.4 & CNHalli_BLOCK_5__SMB_3.5 | - | - | - | 400V / 3.34A | 1 | Tracker | Main Inventry | In Operation |  | Out of Warranty | Auma India Pvt Ltd & Focaal Automation Pvt Ltd. | 2017-09-26 | 2020-09-25 | 36 | NA | Auma India Pvt Ltd & Focaal Automation Pvt Ltd. | L&T | ASDL25Gm (ABG025.2029) | [5 empty] | Bescom | HSEPL | Clean Solar Power Tumkur Private Limited | Meera Corporation Kr | - | NA
CNHalli_Block5 | Tracker | Block5 INV3_TRK17 | BLOCK_5_TRK_17 |  | CNHalli_BLOCK_5__SMB_3.5 | - | - | - | 400V / 3.34A | 1 | Tracker | Main Inventry | In Operation |  | Out of Warranty | Auma India Pvt Ltd & Focaal Automation Pvt Ltd. | 2017-09-26 | 2020-09-25 | 36 | NA | Auma India Pvt Ltd & Focaal Automation Pvt Ltd. | L&T | ASDL25Gm (ABG025.2029) | [5 empty] | Bescom | HSEPL | Clean Solar Power Tumkur Private Limited | Meera Corporation Kr | - | NA
CNHalli_Block5 | Tracker | Block5 INV3_TRK27 | BLOCK_5_TRK_27 |  | CNHalli_BLOCK_5__SMB_3.6 | - | - | - | 400V / 3.34A | 1 | Tracker | Main Inventry | In Operation |  | Out of Warranty | Auma India Pvt Ltd & Focaal Automation Pvt Ltd. | 2017-09-26 | 2020-09-25 | 36 | NA | Auma India Pvt Ltd & Focaal Automation Pvt Ltd. | L&T | ASDL25Gm (ABG025.2029) | [5 empty] | Bescom | HSEPL | Clean Solar Power Tumkur Private Limited | Meera Corporation Kr | - | NA
CNHalli_Block5 | Tracker | Block5 INV3_TRK28 | BLOCK_5_TRK_28 |  | CNHalli_BLOCK_5__SMB_3.6 & CNHalli_BLOCK_5__SMB_3.7 | - | - | - | 400V / 3.34A | 1 | Tracker | Main Inventry | In Operation |  | Out of Warranty | Auma India Pvt Ltd & Focaal Automation Pvt Ltd. | 2017-09-26 | 2020-09-25 | 36 | NA | Auma India Pvt Ltd & Focaal Automation Pvt Ltd. | L&T | ASDL25Gm (ABG025.2029) | [5 empty] | Bescom | HSEPL | Clean Solar Power Tumkur Private Limited | Meera Corporation Kr | - | NA
CNHalli_Block5 | Tracker | Block5 INV4_TRK35 | BLOCK_5_TRK_35 |  | CNHalli_BLOCK_5__SMB_4.1 & CNHalli_BLOCK_5__SMB_4.2 & CNHalli_BLOCK_5__SMB_4.3 | - | - | - | 400V / 3.34A | 1 | Tracker | Main Inventry | In Operation |  | Out of Warranty | Auma India Pvt Ltd & Focaal Automation Pvt Ltd. | 2017-09-26 | 2020-09-25 | 36 | NA | Auma India Pvt Ltd & Focaal Automation Pvt Ltd. | L&T | ASDL25Gm (ABG025.2029) | [5 empty] | Bescom | HSEPL | Clean Solar Power Tumkur Private Limited | Meera Corporation Kr | - | NA
CNHalli_Block5 | Tracker | Block5 INV4_TRK26 | BLOCK_5_TRK_26 |  | CNHalli_BLOCK_5__SMB_4.3 & CNHalli_BLOCK_5__SMB_4.4 & CNHalli_BLOCK_5__SMB_4.5 | - | - | - | 400V / 3.34A | 1 | Tracker | Main Inventry | In Operation |  | Out of Warranty | Auma India Pvt Ltd & Focaal Automation Pvt Ltd. | 2017-09-26 | 2020-09-25 | 36 | NA | Auma India Pvt Ltd & Focaal Automation Pvt Ltd. | L&T | ASDL25Gm (ABG025.2029) | [5 empty] | Bescom | HSEPL | Clean Solar Power Tumkur Private Limited | Meera Corporation Kr | - | NA
CNHalli_Block5 | Tracker | Block5 INV4_TRK17 | BLOCK_5_TRK_17 |  | CNHalli_BLOCK_5__SMB_4.6 & CNHalli_BLOCK_5__SMB_4.7 | - | - | - | 400V / 3.34A | 1 | Tracker | Main Inventry | In Operation |  | Out of Warranty | Auma India Pvt Ltd & Focaal Automation Pvt Ltd. | 2017-09-26 | 2020-09-25 | 36 | NA | Auma India Pvt Ltd & Focaal Automation Pvt Ltd. | L&T | ASDL25Gm (ABG025.2029) | [5 empty] | Bescom | HSEPL | Clean Solar Power Tumkur Private Limited | Meera Corporation Kr | - | NA
CNHalli_Block5 | Modules | CNHalli_Block5_SMB1.1_S1 | PV Solar Module String |  | CNHalli_BLOCK_5_SMB1.1 | - | 13.23 | 315W | - | 42 | Modules | Main Inventry | In Operation |  | In Warranty | Trina Solar Co. Ltd. | 2017-09-26 | 2027-09-26 | 120 | TED-A11042-1808-XSC-0109-0 | Trina Solar Co. Ltd. | HSEPL | TSM-315PD14 | [5 empty] | Bescom | HSEPL | Clean Solar Power Tumkur Private Limited | Meera Corporation Kr | 2023-03-15 | 12
CNHalli_Block5 | Modules | CNHalli_Block5_SMB1.1_S2 | PV Solar Module String |  | CNHalli_BLOCK_5_SMB1.1 | - | 13.23 | 315W | - | 42 | Modules | Main Inventry | In Operation |  | In Warranty | Trina Solar Co. Ltd. | 2017-09-26 | 2027-09-26 | 120 | TED-A11042-1808-XSC-0109-0 | Trina Solar Co. Ltd. | HSEPL | TSM-315PD14 | [5 empty] | Bescom | HSEPL | Clean Solar Power Tumkur Private Limited | Meera Corporation Kr | 2023-03-15 | 12
CNHalli_Block5 | Modules | CNHalli_Block5_SMB1.1_S3 | PV Solar Module String |  | CNHalli_BLOCK_5_SMB1.1 | - | 13.23 | 315W | - | 42 | Modules | Main Inventry | In Operation |  | In Warranty | Trina Solar Co. Ltd. | 2017-09-26 | 2027-09-26 | 120 | TED-A11042-1808-XSC-0109-0 | Trina Solar Co. Ltd. | HSEPL | TSM-315PD14 | [5 empty] | Bescom | HSEPL | Clean Solar Power Tumkur Private Limited | Meera Corporation Kr | 2023-03-15 | 12
CNHalli_Block5 | Modules | CNHalli_Block5_SMB1.1_S4 | PV Solar Module String |  | CNHalli_BLOCK_5_SMB1.1 | - | 13.23 | 315W | - | 42 | Modules | Main Inventry | In Operation |  | In Warranty | Trina Solar Co. Ltd. | 2017-09-26 | 2027-09-26 | 120 | TED-A11042-1808-XSC-0109-0 | Trina Solar Co. Ltd. | HSEPL | TSM-315PD14 | [5 empty] | Bescom | HSEPL | Clean Solar Power Tumkur Private Limited | Meera Corporation Kr | 2023-03-15 | 12
CNHalli_Block5 | Modules | CNHalli_Block5_SMB1.1_S5 | PV Solar Module String |  | CNHalli_BLOCK_5_SMB1.1 | - | 13.23 | 315W | - | 42 | Modules | Main Inventry | In Operation |  | In Warranty | Trina Solar Co. Ltd. | 2017-09-26 | 2027-09-26 | 120 | TED-A11042-1808-XSC-0109-0 | Trina Solar Co. Ltd. | HSEPL | TSM-315PD14 | [5 empty] | Bescom | HSEPL | Clean Solar Power Tumkur Private Limited | Meera Corporation Kr | 2023-03-15 | 12
CNHalli_Block5 | Modules | CNHalli_Block5_SMB1.1_S6 | PV Solar Module String |  | CNHalli_BLOCK_5_SMB1.1 | - | 13.23 | 315W | - | 42 | Modules | Main Inventry | In Operation |  | In Warranty | Trina Solar Co. Ltd. | 2017-09-26 | 2027-09-26 | 120 | TED-A11042-1808-XSC-0109-0 | Trina Solar Co. Ltd. | HSEPL | TSM-315PD14 | [5 empty] | Bescom | HSEPL | Clean Solar Power Tumkur Private Limited | Meera Corporation Kr | 2023-03-15 | 12
CNHalli_Block5 | Modules | CNHalli_Block5_SMB1.1_S7 | PV Solar Module String |  | CNHalli_BLOCK_5_SMB1.1 | - | 13.23 | 315W | - | 42 | Modules | Main Inventry | In Operation |  | In Warranty | Trina Solar Co. Ltd. | 2017-09-26 | 2027-09-26 | 120 | TED-A11042-1808-XSC-0109-0 | Trina Solar Co. Ltd. | HSEPL | TSM-315PD14 | [5 empty] | Bescom | HSEPL | Clean Solar Power Tumkur Private Limited | Meera Corporation Kr | 2023-03-15 | 12
CNHalli_Block5 | Modules | CNHalli_Block5_SMB1.1_S8 | PV Solar Module String |  | CNHalli_BLOCK_5_SMB1.1 | - | 13.23 | 315W | - | 42 | Modules | Main Inventry | In Operation |  | In Warranty | Trina Solar Co. Ltd. | 2017-09-26 | 2027-09-26 | 120 | TED-A11042-1808-XSC-0109-0 | Trina Solar Co. Ltd. | HSEPL | TSM-315PD14 | [5 empty] | Bescom | HSEPL | Clean Solar Power Tumkur Private Limited | Meera Corporation Kr | 2023-03-15 | 12
CNHalli_Block5 | Modules | CNHalli_Block5_SMB1.1_S9 | PV Solar Module String |  | CNHalli_BLOCK_5_SMB1.1 | - | 13.23 | 315W | - | 42 | Modules | Main Inventry | In Operation |  | In Warranty | Trina Solar Co. Ltd. | 2017-09-26 | 2027-09-26 | 120 | TED-A11042-1808-XSC-0109-0 | Trina Solar Co. Ltd. | HSEPL | TSM-315PD14 | [5 empty] | Bescom | HSEPL | Clean Solar Power Tumkur Private Limited | Meera Corporation Kr | 2023-03-15 | 12
CNHalli_Block5 | Modules | CNHalli_Block5_SMB1.1_S10 | PV Solar Module String |  | CNHalli_BLOCK_5_SMB1.1 | - | 13.23 | 315W | - | 42 | Modules | Main Inventry | In Operation |  | In Warranty | Trina Solar Co. Ltd. | 2017-09-26 | 2027-09-26 | 120 | TED-A11042-1808-XSC-0109-0 | Trina Solar Co. Ltd. | HSEPL | TSM-315PD14 | [5 empty] | Bescom | HSEPL | Clean Solar Power Tumkur Private Limited | Meera Corporation Kr | 2023-03-15 | 12
CNHalli_Block5 | Modules | CNHalli_Block5_SMB1.1_S11 | PV Solar Module String |  | CNHalli_BLOCK_5_SMB1.1 | - | 13.23 | 315W | - | 42 | Modules | Main Inventry | In Operation |  | In Warranty | Trina Solar Co. Ltd. | 2017-09-26 | 2027-09-26 | 120 | TED-A11042-1808-XSC-0109-0 | Trina Solar Co. Ltd. | HSEPL | TSM-315PD14 | [5 empty] | Bescom | HSEPL | Clean Solar Power Tumkur Private Limited | Meera Corporation Kr | 2023-03-15 | 12
CNHalli_Block5 | Modules | CNHalli_Block5_SMB1.1_S12 | PV Solar Module String |  | CNHalli_BLOCK_5_SMB1.1 | - | 13.23 | 315W | - | 42 | Modules | Main Inventry | In Operation |  | In Warranty | Trina Solar Co. Ltd. | 2017-09-26 | 2027-09-26 | 120 | TED-A11042-1808-XSC-0109-0 | Trina Solar Co. Ltd. | HSEPL | TSM-315PD14 | [5 empty] | Bescom | HSEPL | Clean Solar Power Tumkur Private Limited | Meera Corporation Kr | 2023-03-15 | 12
CNHalli_Block5 | Modules | CNHalli_Block5_SMB1.2_S1 | PV Solar Module String |  | CNHalli_BLOCK_5_SMB1.2 | - | 13.23 | 315W | - | 42 | Modules | Main Inventry | In Operation |  | In Warranty | Trina Solar Co. Ltd. | 2017-09-26 | 2027-09-26 | 120 | TED-A11042-1808-XSC-0109-0 | Trina Solar Co. Ltd. | HSEPL | TSM-315PD14 | [5 empty] | Bescom | HSEPL | Clean Solar Power Tumkur Private Limited | Meera Corporation Kr | 2023-03-15 | 12
CNHalli_Block5 | Modules | CNHalli_Block5_SMB1.2_S2 | PV Solar Module String |  | CNHalli_BLOCK_5_SMB1.2 | - | 13.23 | 315W | - | 42 | Modules | Main Inventry | In Operation |  | In Warranty | Trina Solar Co. Ltd. | 2017-09-26 | 2027-09-26 | 120 | TED-A11042-1808-XSC-0109-0 | Trina Solar Co. Ltd. | HSEPL | TSM-315PD14 | [5 empty] | Bescom | HSEPL | Clean Solar Power Tumkur Private Limited | Meera Corporation Kr | 2023-03-15 | 12
CNHalli_Block5 | Modules | CNHalli_Block5_SMB1.2_S3 | PV Solar Module String |  | CNHalli_BLOCK_5_SMB1.2 | - | 13.23 | 315W | - | 42 | Modules | Main Inventry | In Operation |  | In Warranty | Trina Solar Co. Ltd. | 2017-09-26 | 2027-09-26 | 120 | TED-A11042-1808-XSC-0109-0 | Trina Solar Co. Ltd. | HSEPL | TSM-315PD14 | [5 empty] | Bescom | HSEPL | Clean Solar Power Tumkur Private Limited | Meera Corporation Kr | 2023-03-15 | 12
CNHalli_Block5 | Modules | CNHalli_Block5_SMB1.2_S4 | PV Solar Module String |  | CNHalli_BLOCK_5_SMB1.2 | - | 13.23 | 315W | - | 42 | Modules | Main Inventry | In Operation |  | In Warranty | Trina Solar Co. Ltd. | 2017-09-26 | 2027-09-26 | 120 | TED-A11042-1808-XSC-0109-0 | Trina Solar Co. Ltd. | HSEPL | TSM-315PD14 | [5 empty] | Bescom | HSEPL | Clean Solar Power Tumkur Private Limited | Meera Corporation Kr | 2023-03-15 | 12
CNHalli_Block5 | Modules | CNHalli_Block5_SMB1.2_S5 | PV Solar Module String |  | CNHalli_BLOCK_5_SMB1.2 | - | 13.23 | 315W | - | 42 | Modules | Main Inventry | In Operation |  | In Warranty | Trina Solar Co. Ltd. | 2017-09-26 | 2027-09-26 | 120 | TED-A11042-1808-XSC-0109-0 | Trina Solar Co. Ltd. | HSEPL | TSM-315PD14 | [5 empty] | Bescom | HSEPL | Clean Solar Power Tumkur Private Limited | Meera Corporation Kr | 2023-03-15 | 12
CNHalli_Block5 | Modules | CNHalli_Block5_SMB1.2_S6 | PV Solar Module String |  | CNHalli_BLOCK_5_SMB1.2 | - | 13.23 | 315W | - | 42 | Modules | Main Inventry | In Operation |  | In Warranty | Trina Solar Co. Ltd. | 2017-09-26 | 2027-09-26 | 120 | TED-A11042-1808-XSC-0109-0 | Trina Solar Co. Ltd. | HSEPL | TSM-315PD14 | [5 empty] | Bescom | HSEPL | Clean Solar Power Tumkur Private Limited | Meera Corporation Kr | 2023-03-15 | 12
CNHalli_Block5 | Modules | CNHalli_Block5_SMB1.2_S7 | PV Solar Module String |  | CNHalli_BLOCK_5_SMB1.2 | - | 13.23 | 315W | - | 42 | Modules | Main Inventry | In Operation |  | In Warranty | Trina Solar Co. Ltd. | 2017-09-26 | 2027-09-26 | 120 | TED-A11042-1808-XSC-0109-0 | Trina Solar Co. Ltd. | HSEPL | TSM-315PD14 | [5 empty] | Bescom | HSEPL | Clean Solar Power Tumkur Private Limited | Meera Corporation Kr | 2023-03-15 | 12
CNHalli_Block5 | Modules | CNHalli_Block5_SMB1.2_S8 | PV Solar Module String |  | CNHalli_BLOCK_5_SMB1.2 | - | 13.23 | 315W | - | 42 | Modules | Main Inventry | In Operation |  | In Warranty | Trina Solar Co. Ltd. | 2017-09-26 | 2027-09-26 | 120 | TED-A11042-1808-XSC-0109-0 | Trina Solar Co. Ltd. | HSEPL | TSM-315PD14 | [5 empty] | Bescom | HSEPL | Clean Solar Power Tumkur Private Limited | Meera Corporation Kr | 2023-03-15 | 12
CNHalli_Block5 | Modules | CNHalli_Block5_SMB1.2_S9 | PV Solar Module String |  | CNHalli_BLOCK_5_SMB1.2 | - | 13.23 | 315W | - | 42 | Modules | Main Inventry | In Operation |  | In Warranty | Trina Solar Co. Ltd. | 2017-09-26 | 2027-09-26 | 120 | TED-A11042-1808-XSC-0109-0 | Trina Solar Co. Ltd. | HSEPL | TSM-315PD14 | [5 empty] | Bescom | HSEPL | Clean Solar Power Tumkur Private Limited | Meera Corporation Kr | 2023-03-15 | 12
CNHalli_Block5 | Modules | CNHalli_Block5_SMB1.2_S10 | PV Solar Module String |  | CNHalli_BLOCK_5_SMB1.2 | - | 13.23 | 315W | - | 42 | Modules | Main Inventry | In Operation |  | In Warranty | Trina Solar Co. Ltd. | 2017-09-26 | 2027-09-26 | 120 | TED-A11042-1808-XSC-0109-0 | Trina Solar Co. Ltd. | HSEPL | TSM-315PD14 | [5 empty] | Bescom | HSEPL | Clean Solar Power Tumkur Private Limited | Meera Corporation Kr | 2023-03-15 | 12
CNHalli_Block5 | Modules | CNHalli_Block5_SMB1.2_S11 | PV Solar Module String |  | CNHalli_BLOCK_5_SMB1.2 | - | 13.23 | 315W | - | 42 | Modules | Main Inventry | In Operation |  | In Warranty | Trina Solar Co. Ltd. | 2017-09-26 | 2027-09-26 | 120 | TED-A11042-1808-XSC-0109-0 | Trina Solar Co. Ltd. | HSEPL | TSM-315PD14 | [5 empty] | Bescom | HSEPL | Clean Solar Power Tumkur Private Limited | Meera Corporation Kr | 2023-03-15 | 12
CNHalli_Block5 | Modules | CNHalli_Block5_SMB1.2_S12 | PV Solar Module String |  | CNHalli_BLOCK_5_SMB1.2 | - | 13.23 | 315W | - | 42 | Modules | Main Inventry | In Operation |  | In Warranty | Trina Solar Co. Ltd. | 2017-09-26 | 2027-09-26 | 120 | TED-A11042-1808-XSC-0109-0 | Trina Solar Co. Ltd. | HSEPL | TSM-315PD14 | [5 empty] | Bescom | HSEPL | Clean Solar Power Tumkur Private Limited | Meera Corporation Kr | 2023-03-15 | 12
CNHalli_Block5 | Modules | CNHalli_Block5_SMB1.3_S1 | PV Solar Module String |  | CNHalli_BLOCK_5_SMB1.3 | - | 13.23 | 315W | - | 42 | Modules | Main Inventry | In Operation |  | In Warranty | Trina Solar Co. Ltd. | 2017-09-26 | 2027-09-26 | 120 | TED-A11042-1808-XSC-0109-0 | Trina Solar Co. Ltd. | HSEPL | TSM-315PD14 | [5 empty] | Bescom | HSEPL | Clean Solar Power Tumkur Private Limited | Meera Corporation Kr | 2023-03-15 | 12
CNHalli_Block5 | Modules | CNHalli_Block5_SMB1.3_S2 | PV Solar Module String |  | CNHalli_BLOCK_5_SMB1.3 | - | 13.23 | 315W | - | 42 | Modules | Main Inventry | In Operation |  | In Warranty | Trina Solar Co. Ltd. | 2017-09-26 | 2027-09-26 | 120 | TED-A11042-1808-XSC-0109-0 | Trina Solar Co. Ltd. | HSEPL | TSM-315PD14 | [5 empty] | Bescom | HSEPL | Clean Solar Power Tumkur Private Limited | Meera Corporation Kr | 2023-03-15 | 12
CNHalli_Block5 | Modules | CNHalli_Block5_SMB1.3_S3 | PV Solar Module String |  | CNHalli_BLOCK_5_SMB1.3 | - | 13.23 | 315W | - | 42 | Modules | Main Inventry | In Operation |  | In Warranty | Trina Solar Co. Ltd. | 2017-09-26 | 2027-09-26 | 120 | TED-A11042-1808-XSC-0109-0 | Trina Solar Co. Ltd. | HSEPL | TSM-315PD14 | [5 empty] | Bescom | HSEPL | Clean Solar Power Tumkur Private Limited | Meera Corporation Kr | 2023-03-15 | 12
CNHalli_Block5 | Modules | CNHalli_Block5_SMB1.3_S4 | PV Solar Module String |  | CNHalli_BLOCK_5_SMB1.3 | - | 13.23 | 315W | - | 42 | Modules | Main Inventry | In Operation |  | In Warranty | Trina Solar Co. Ltd. | 2017-09-26 | 2027-09-26 | 120 | TED-A11042-1808-XSC-0109-0 | Trina Solar Co. Ltd. | HSEPL | TSM-315PD14 | [5 empty] | Bescom | HSEPL | Clean Solar Power Tumkur Private Limited | Meera Corporation Kr | 2023-03-15 | 12
CNHalli_Block5 | Modules | CNHalli_Block5_SMB1.3_S5 | PV Solar Module String |  | CNHalli_BLOCK_5_SMB1.3 | - | 13.23 | 315W | - | 42 | Modules | Main Inventry | In Operation |  | In Warranty | Trina Solar Co. Ltd. | 2017-09-26 | 2027-09-26 | 120 | TED-A11042-1808-XSC-0109-0 | Trina Solar Co. Ltd. | HSEPL | TSM-315PD14 | [5 empty] | Bescom | HSEPL | Clean Solar Power Tumkur Private Limited | Meera Corporation Kr | 2023-03-15 | 12
CNHalli_Block5 | Modules | CNHalli_Block5_SMB1.3_S6 | PV Solar Module String |  | CNHalli_BLOCK_5_SMB1.3 | - | 13.23 | 315W | - | 42 | Modules | Main Inventry | In Operation |  | In Warranty | Trina Solar Co. Ltd. | 2017-09-26 | 2027-09-26 | 120 | TED-A11042-1808-XSC-0109-0 | Trina Solar Co. Ltd. | HSEPL | TSM-315PD14 | [5 empty] | Bescom | HSEPL | Clean Solar Power Tumkur Private Limited | Meera Corporation Kr | 2023-03-15 | 12
CNHalli_Block5 | Modules | CNHalli_Block5_SMB1.3_S7 | PV Solar Module String |  | CNHalli_BLOCK_5_SMB1.3 | - | 13.23 | 315W | - | 42 | Modules | Main Inventry | In Operation |  | In Warranty | Trina Solar Co. Ltd. | 2017-09-26 | 2027-09-26 | 120 | TED-A11042-1808-XSC-0109-0 | Trina Solar Co. Ltd. | HSEPL | TSM-315PD14 | [5 empty] | Bescom | HSEPL | Clean Solar Power Tumkur Private Limited | Meera Corporation Kr | 2023-03-15 | 12
CNHalli_Block5 | Modules | CNHalli_Block5_SMB1.3_S8 | PV Solar Module String |  | CNHalli_BLOCK_5_SMB1.3 | - | 13.23 | 315W | - | 42 | Modules | Main Inventry | In Operation |  | In Warranty | Trina Solar Co. Ltd. | 2017-09-26 | 2027-09-26 | 120 | TED-A11042-1808-XSC-0109-0 | Trina Solar Co. Ltd. | HSEPL | TSM-315PD14 | [5 empty] | Bescom | HSEPL | Clean Solar Power Tumkur Private Limited | Meera Corporation Kr | 2023-03-15 | 12
CNHalli_Block5 | Modules | CNHalli_Block5_SMB1.3_S9 | PV Solar Module String |  | CNHalli_BLOCK_5_SMB1.3 | - | 13.23 | 315W | - | 42 | Modules | Main Inventry | In Operation |  | In Warranty | Trina Solar Co. Ltd. | 2017-09-26 | 2027-09-26 | 120 | TED-A11042-1808-XSC-0109-0 | Trina Solar Co. Ltd. | HSEPL | TSM-315PD14 | [5 empty] | Bescom | HSEPL | Clean Solar Power Tumkur Private Limited | Meera Corporation Kr | 2023-03-15 | 12
CNHalli_Block5 | Modules | CNHalli_Block5_SMB1.3_S10 | PV Solar Module String |  | CNHalli_BLOCK_5_SMB1.3 | - | 13.23 | 315W | - | 42 | Modules | Main Inventry | In Operation |  | In Warranty | Trina Solar Co. Ltd. | 2017-09-26 | 2027-09-26 | 120 | TED-A11042-1808-XSC-0109-0 | Trina Solar Co. Ltd. | HSEPL | TSM-315PD14 | [5 empty] | Bescom | HSEPL | Clean Solar Power Tumkur Private Limited | Meera Corporation Kr | 2023-03-15 | 12
CNHalli_Block5 | Modules | CNHalli_Block5_SMB1.3_S11 | PV Solar Module String |  | CNHalli_BLOCK_5_SMB1.3 | - | 13.23 | 315W | - | 42 | Modules | Main Inventry | In Operation |  | In Warranty | Trina Solar Co. Ltd. | 2017-09-26 | 2027-09-26 | 120 | TED-A11042-1808-XSC-0109-0 | Trina Solar Co. Ltd. | HSEPL | TSM-315PD14 | [5 empty] | Bescom | HSEPL | Clean Solar Power Tumkur Private Limited | Meera Corporation Kr | 2023-03-15 | 12
CNHalli_Block5 | Modules | CNHalli_Block5_SMB1.3_S12 | PV Solar Module String |  | CNHalli_BLOCK_5_SMB1.3 | - | 13.23 | 315W | - | 42 | Modules | Main Inventry | In Operation |  | In Warranty | Trina Solar Co. Ltd. | 2017-09-26 | 2027-09-26 | 120 | TED-A11042-1808-XSC-0109-0 | Trina Solar Co. Ltd. | HSEPL | TSM-315PD14 | [5 empty] | Bescom | HSEPL | Clean Solar Power Tumkur Private Limited | Meera Corporation Kr | 2023-03-15 | 12
CNHalli_Block5 | Modules | CNHalli_Block5_SMB1.4_S1 | PV Solar Module String |  | CNHalli_BLOCK_5_SMB1.4 | - | 13.23 | 315W | - | 42 | Modules | Main Inventry | In Operation |  | In Warranty | Trina Solar Co. Ltd. | 2017-09-26 | 2027-09-26 | 120 | TED-A11042-1808-XSC-0109-0 | Trina Solar Co. Ltd. | HSEPL | TSM-315PD14 | [5 empty] | Bescom | HSEPL | Clean Solar Power Tumkur Private Limited | Meera Corporation Kr | 2023-03-15 | 12
CNHalli_Block5 | Modules | CNHalli_Block5_SMB1.4_S2 | PV Solar Module String |  | CNHalli_BLOCK_5_SMB1.4 | - | 13.23 | 315W | - | 42 | Modules | Main Inventry | In Operation |  | In Warranty | Trina Solar Co. Ltd. | 2017-09-26 | 2027-09-26 | 120 | TED-A11042-1808-XSC-0109-0 | Trina Solar Co. Ltd. | HSEPL | TSM-315PD14 | [5 empty] | Bescom | HSEPL | Clean Solar Power Tumkur Private Limited | Meera Corporation Kr | 2023-03-15 | 12
CNHalli_Block5 | Modules | CNHalli_Block5_SMB1.4_S3 | PV Solar Module String |  | CNHalli_BLOCK_5_SMB1.4 | - | 13.23 | 315W | - | 42 | Modules | Main Inventry | In Operation |  | In Warranty | Trina Solar Co. Ltd. | 2017-09-26 | 2027-09-26 | 120 | TED-A11042-1808-XSC-0109-0 | Trina Solar Co. Ltd. | HSEPL | TSM-315PD14 | [5 empty] | Bescom | HSEPL | Clean Solar Power Tumkur Private Limited | Meera Corporation Kr | 2023-03-15 | 12
CNHalli_Block5 | Modules | CNHalli_Block5_SMB1.4_S4 | PV Solar Module String |  | CNHalli_BLOCK_5_SMB1.4 | - | 13.23 | 315W | - | 42 | Modules | Main Inventry | In Operation |  | In Warranty | Trina Solar Co. Ltd. | 2017-09-26 | 2027-09-26 | 120 | TED-A11042-1808-XSC-0109-0 | Trina Solar Co. Ltd. | HSEPL | TSM-315PD14 | [5 empty] | Bescom | HSEPL | Clean Solar Power Tumkur Private Limited | Meera Corporation Kr | 2023-03-15 | 12
CNHalli_Block5 | Modules | CNHalli_Block5_SMB1.4_S5 | PV Solar Module String |  | CNHalli_BLOCK_5_SMB1.4 | - | 13.23 | 315W | - | 42 | Modules | Main Inventry | In Operation |  | In Warranty | Trina Solar Co. Ltd. | 2017-09-26 | 2027-09-26 | 120 | TED-A11042-1808-XSC-0109-0 | Trina Solar Co. Ltd. | HSEPL | TSM-315PD14 | [5 empty] | Bescom | HSEPL | Clean Solar Power Tumkur Private Limited | Meera Corporation Kr | 2023-03-15 | 12
CNHalli_Block5 | Modules | CNHalli_Block5_SMB1.4_S6 | PV Solar Module String |  | CNHalli_BLOCK_5_SMB1.4 | - | 13.23 | 315W | - | 42 | Modules | Main Inventry | In Operation |  | In Warranty | Trina Solar Co. Ltd. | 2017-09-26 | 2027-09-26 | 120 | TED-A11042-1808-XSC-0109-0 | Trina Solar Co. Ltd. | HSEPL | TSM-315PD14 | [5 empty] | Bescom | HSEPL | Clean Solar Power Tumkur Private Limited | Meera Corporation Kr | 2023-03-15 | 12
CNHalli_Block5 | Modules | CNHalli_Block5_SMB1.4_S7 | PV Solar Module String |  | CNHalli_BLOCK_5_SMB1.4 | - | 13.23 | 315W | - | 42 | Modules | Main Inventry | In Operation |  | In Warranty | Trina Solar Co. Ltd. | 2017-09-26 | 2027-09-26 | 120 | TED-A11042-1808-XSC-0109-0 | Trina Solar Co. Ltd. | HSEPL | TSM-315PD14 | [5 empty] | Bescom | HSEPL | Clean Solar Power Tumkur Private Limited | Meera Corporation Kr | 2023-03-15 | 12
CNHalli_Block5 | Modules | CNHalli_Block5_SMB1.4_S8 | PV Solar Module String |  | CNHalli_BLOCK_5_SMB1.4 | - | 13.23 | 315W | - | 42 | Modules | Main Inventry | In Operation |  | In Warranty | Trina Solar Co. Ltd. | 2017-09-26 | 2027-09-26 | 120 | TED-A11042-1808-XSC-0109-0 | Trina Solar Co. Ltd. | HSEPL | TSM-315PD14 | [5 empty] | Bescom | HSEPL | Clean Solar Power Tumkur Private Limited | Meera Corporation Kr | 2023-03-15 | 12
CNHalli_Block5 | Modules | CNHalli_Block5_SMB1.4_S9 | PV Solar Module String |  | CNHalli_BLOCK_5_SMB1.4 | - | 13.23 | 315W | - | 42 | Modules | Main Inventry | In Operation |  | In Warranty | Trina Solar Co. Ltd. | 2017-09-26 | 2027-09-26 | 120 | TED-A11042-1808-XSC-0109-0 | Trina Solar Co. Ltd. | HSEPL | TSM-315PD14 | [5 empty] | Bescom | HSEPL | Clean Solar Power Tumkur Private Limited | Meera Corporation Kr | 2023-03-15 | 12
CNHalli_Block5 | Modules | CNHalli_Block5_SMB1.4_S10 | PV Solar Module String |  | CNHalli_BLOCK_5_SMB1.4 | - | 13.23 | 315W | - | 42 | Modules | Main Inventry | In Operation |  | In Warranty | Trina Solar Co. Ltd. | 2017-09-26 | 2027-09-26 | 120 | TED-A11042-1808-XSC-0109-0 | Trina Solar Co. Ltd. | HSEPL | TSM-315PD14 | [5 empty] | Bescom | HSEPL | Clean Solar Power Tumkur Private Limited | Meera Corporation Kr | 2023-03-15 | 12
CNHalli_Block5 | Modules | CNHalli_Block5_SMB1.4_S11 | PV Solar Module String |  | CNHalli_BLOCK_5_SMB1.4 | - | 13.23 | 315W | - | 42 | Modules | Main Inventry | In Operation |  | In Warranty | Trina Solar Co. Ltd. | 2017-09-26 | 2027-09-26 | 120 | TED-A11042-1808-XSC-0109-0 | Trina Solar Co. Ltd. | HSEPL | TSM-315PD14 | [5 empty] | Bescom | HSEPL | Clean Solar Power Tumkur Private Limited | Meera Corporation Kr | 2023-03-15 | 12
CNHalli_Block5 | Modules | CNHalli_Block5_SMB1.4_S12 | PV Solar Module String |  | CNHalli_BLOCK_5_SMB1.4 | - | 13.23 | 315W | - | 42 | Modules | Main Inventry | In Operation |  | In Warranty | Trina Solar Co. Ltd. | 2017-09-26 | 2027-09-26 | 120 | TED-A11042-1808-XSC-0109-0 | Trina Solar Co. Ltd. | HSEPL | TSM-315PD14 | [5 empty] | Bescom | HSEPL | Clean Solar Power Tumkur Private Limited | Meera Corporation Kr | 2023-03-15 | 12
CNHalli_Block5 | Modules | CNHalli_Block5_SMB1.5_S1 | PV Solar Module String |  | CNHalli_BLOCK_5_SMB1.5 | - | 13.44 | 320W | - | 42 | Modules | Main Inventry | In Operation |  | In Warranty | Trina Solar Co. Ltd. | 2017-09-26 | 2027-09-26 | 120 | TED-A11042-1808-XSC-0109-0 | Trina Solar Co. Ltd. | HSEPL | TSM-315PD14 | [5 empty] | Bescom | HSEPL | Clean Solar Power Tumkur Private Limited | Meera Corporation Kr | 2023-03-15 | 12
CNHalli_Block5 | Modules | CNHalli_Block5_SMB1.5_S2 | PV Solar Module String |  | CNHalli_BLOCK_5_SMB1.5 | - | 13.44 | 320W | - | 42 | Modules | Main Inventry | In Operation |  | In Warranty | Trina Solar Co. Ltd. | 2017-09-26 | 2027-09-26 | 120 | TED-A11042-1808-XSC-0109-0 | Trina Solar Co. Ltd. | HSEPL | TSM-320PD14 | [5 empty] | Bescom | HSEPL | Clean Solar Power Tumkur Private Limited | Meera Corporation Kr | 2023-03-15 | 12
CNHalli_Block5 | Modules | CNHalli_Block5_SMB1.5_S3 | PV Solar Module String |  | CNHalli_BLOCK_5_SMB1.5 | - | 13.44 | 320W | - | 42 | Modules | Main Inventry | In Operation |  | In Warranty | Trina Solar Co. Ltd. | 2017-09-26 | 2027-09-26 | 120 | TED-A11042-1808-XSC-0109-0 | Trina Solar Co. Ltd. | HSEPL | TSM-320PD14 | [5 empty] | Bescom | HSEPL | Clean Solar Power Tumkur Private Limited | Meera Corporation Kr | 2023-03-15 | 12
CNHalli_Block5 | Modules | CNHalli_Block5_SMB1.5_S4 | PV Solar Module String |  | CNHalli_BLOCK_5_SMB1.5 | - | 13.44 | 320W | - | 42 | Modules | Main Inventry | In Operation |  | In Warranty | Trina Solar Co. Ltd. | 2017-09-26 | 2027-09-26 | 120 | TED-A11042-1808-XSC-0109-0 | Trina Solar Co. Ltd. | HSEPL | TSM-320PD14 | [5 empty] | Bescom | HSEPL | Clean Solar Power Tumkur Private Limited | Meera Corporation Kr | 2023-03-15 | 12
CNHalli_Block5 | Modules | CNHalli_Block5_SMB1.5_S5 | PV Solar Module String |  | CNHalli_BLOCK_5_SMB1.5 | - | 13.44 | 320W | - | 42 | Modules | Main Inventry | In Operation |  | In Warranty | Trina Solar Co. Ltd. | 2017-09-26 | 2027-09-26 | 120 | TED-A11042-1808-XSC-0109-0 | Trina Solar Co. Ltd. | HSEPL | TSM-320PD14 | [5 empty] | Bescom | HSEPL | Clean Solar Power Tumkur Private Limited | Meera Corporation Kr | 2023-03-15 | 12
CNHalli_Block5 | Modules | CNHalli_Block5_SMB1.5_S6 | PV Solar Module String |  | CNHalli_BLOCK_5_SMB1.5 | - | 13.44 | 320W | - | 42 | Modules | Main Inventry | In Operation |  | In Warranty | Trina Solar Co. Ltd. | 2017-09-26 | 2027-09-26 | 120 | TED-A11042-1808-XSC-0109-0 | Trina Solar Co. Ltd. | HSEPL | TSM-320PD14 | [5 empty] | Bescom | HSEPL | Clean Solar Power Tumkur Private Limited | Meera Corporation Kr | 2023-03-15 | 12
CNHalli_Block5 | Modules | CNHalli_Block5_SMB1.5_S7 | PV Solar Module String |  | CNHalli_BLOCK_5_SMB1.5 | - | 13.44 | 320W | - | 42 | Modules | Main Inventry | In Operation |  | In Warranty | Trina Solar Co. Ltd. | 2017-09-26 | 2027-09-26 | 120 | TED-A11042-1808-XSC-0109-0 | Trina Solar Co. Ltd. | HSEPL | TSM-320PD14 | [5 empty] | Bescom | HSEPL | Clean Solar Power Tumkur Private Limited | Meera Corporation Kr | 2023-03-15 | 12
CNHalli_Block5 | Modules | CNHalli_Block5_SMB1.5_S8 | PV Solar Module String |  | CNHalli_BLOCK_5_SMB1.5 | - | 13.44 | 320W | - | 42 | Modules | Main Inventry | In Operation |  | In Warranty | Trina Solar Co. Ltd. | 2017-09-26 | 2027-09-26 | 120 | TED-A11042-1808-XSC-0109-0 | Trina Solar Co. Ltd. | HSEPL | TSM-320PD14 | [5 empty] | Bescom | HSEPL | Clean Solar Power Tumkur Private Limited | Meera Corporation Kr | 2023-03-15 | 12
CNHalli_Block5 | Modules | CNHalli_Block5_SMB1.5_S9 | PV Solar Module String |  | CNHalli_BLOCK_5_SMB1.5 | - | 13.44 | 320W | - | 42 | Modules | Main Inventry | In Operation |  | In Warranty | Trina Solar Co. Ltd. | 2017-09-26 | 2027-09-26 | 120 | TED-A11042-1808-XSC-0109-0 | Trina Solar Co. Ltd. | HSEPL | TSM-320PD14 | [5 empty] | Bescom | HSEPL | Clean Solar Power Tumkur Private Limited | Meera Corporation Kr | 2023-03-15 | 12
CNHalli_Block5 | Modules | CNHalli_Block5_SMB1.5_S10 | PV Solar Module String |  | CNHalli_BLOCK_5_SMB1.5 | - | 13.44 | 320W | - | 42 | Modules | Main Inventry | In Operation |  | In Warranty | Trina Solar Co. Ltd. | 2017-09-26 | 2027-09-26 | 120 | TED-A11042-1808-XSC-0109-0 | Trina Solar Co. Ltd. | HSEPL | TSM-320PD14 | [5 empty] | Bescom | HSEPL | Clean Solar Power Tumkur Private Limited | Meera Corporation Kr | 2023-03-15 | 12
CNHalli_Block5 | Modules | CNHalli_Block5_SMB1.5_S11 | PV Solar Module String |  | CNHalli_BLOCK_5_SMB1.5 | - | 13.44 | 320W | - | 42 | Modules | Main Inventry | In Operation |  | In Warranty | Trina Solar Co. Ltd. | 2017-09-26 | 2027-09-26 | 120 | TED-A11042-1808-XSC-0109-0 | Trina Solar Co. Ltd. | HSEPL | TSM-320PD14 | [5 empty] | Bescom | HSEPL | Clean Solar Power Tumkur Private Limited | Meera Corporation Kr | 2023-03-15 | 12
CNHalli_Block5 | Modules | CNHalli_Block5_SMB1.5_S12 | PV Solar Module String |  | CNHalli_BLOCK_5_SMB1.5 | - | 13.44 | 320W | - | 42 | Modules | Main Inventry | In Operation |  | In Warranty | Trina Solar Co. Ltd. | 2017-09-26 | 2027-09-26 | 120 | TED-A11042-1808-XSC-0109-0 | Trina Solar Co. Ltd. | HSEPL | TSM-320PD14 | [5 empty] | Bescom | HSEPL | Clean Solar Power Tumkur Private Limited | Meera Corporation Kr | 2023-03-15 | 12
CNHalli_Block5 | Modules | CNHalli_Block5_SMB1.6_S1 | PV Solar Module String |  | CNHalli_BLOCK_5_SMB1.6 | - | 13.44 | 320W | - | 42 | Modules | Main Inventry | In Operation |  | In Warranty | Trina Solar Co. Ltd. | 2017-09-26 | 2027-09-26 | 120 | TED-A11042-1808-XSC-0109-0 | Trina Solar Co. Ltd. | HSEPL | TSM-320PD14 | [5 empty] | Bescom | HSEPL | Clean Solar Power Tumkur Private Limited | Meera Corporation Kr | 2023-03-15 | 12
CNHalli_Block5 | Modules | CNHalli_Block5_SMB1.6_S2 | PV Solar Module String |  | CNHalli_BLOCK_5_SMB1.6 | - | 13.44 | 320W | - | 42 | Modules | Main Inventry | In Operation |  | In Warranty | Trina Solar Co. Ltd. | 2017-09-26 | 2027-09-26 | 120 | TED-A11042-1808-XSC-0109-0 | Trina Solar Co. Ltd. | HSEPL | TSM-320PD14 | [5 empty] | Bescom | HSEPL | Clean Solar Power Tumkur Private Limited | Meera Corporation Kr | 2023-03-15 | 12
CNHalli_Block5 | Modules | CNHalli_Block5_SMB1.6_S3 | PV Solar Module String |  | CNHalli_BLOCK_5_SMB1.6 | - | 13.44 | 320W | - | 42 | Modules | Main Inventry | In Operation |  | In Warranty | Trina Solar Co. Ltd. | 2017-09-26 | 2027-09-26 | 120 | TED-A11042-1808-XSC-0109-0 | Trina Solar Co. Ltd. | HSEPL | TSM-320PD14 | [5 empty] | Bescom | HSEPL | Clean Solar Power Tumkur Private Limited | Meera Corporation Kr | 2023-03-15 | 12
CNHalli_Block5 | Modules | CNHalli_Block5_SMB1.6_S4 | PV Solar Module String |  | CNHalli_BLOCK_5_SMB1.6 | - | 13.44 | 320W | - | 42 | Modules | Main Inventry | In Operation |  | In Warranty | Trina Solar Co. Ltd. | 2017-09-26 | 2027-09-26 | 120 | TED-A11042-1808-XSC-0109-0 | Trina Solar Co. Ltd. | HSEPL | TSM-320PD14 | [5 empty] | Bescom | HSEPL | Clean Solar Power Tumkur Private Limited | Meera Corporation Kr | 2023-03-15 | 12
CNHalli_Block5 | Modules | CNHalli_Block5_SMB1.6_S5 | PV Solar Module String |  | CNHalli_BLOCK_5_SMB1.6 | - | 13.44 | 320W | - | 42 | Modules | Main Inventry | In Operation |  | In Warranty | Trina Solar Co. Ltd. | 2017-09-26 | 2027-09-26 | 120 | TED-A11042-1808-XSC-0109-0 | Trina Solar Co. Ltd. | HSEPL | TSM-320PD14 | [5 empty] | Bescom | HSEPL | Clean Solar Power Tumkur Private Limited | Meera Corporation Kr | 2023-03-15 | 12
CNHalli_Block5 | Modules | CNHalli_Block5_SMB1.6_S6 | PV Solar Module String |  | CNHalli_BLOCK_5_SMB1.6 | - | 13.44 | 320W | - | 42 | Modules | Main Inventry | In Operation |  | In Warranty | Trina Solar Co. Ltd. | 2017-09-26 | 2027-09-26 | 120 | TED-A11042-1808-XSC-0109-0 | Trina Solar Co. Ltd. | HSEPL | TSM-320PD14 | [5 empty] | Bescom | HSEPL | Clean Solar Power Tumkur Private Limited | Meera Corporation Kr | 2023-03-15 | 12
CNHalli_Block5 | Modules | CNHalli_Block5_SMB1.6_S7 | PV Solar Module String |  | CNHalli_BLOCK_5_SMB1.6 | - | 13.44 | 320W | - | 42 | Modules | Main Inventry | In Operation |  | In Warranty | Trina Solar Co. Ltd. | 2017-09-26 | 2027-09-26 | 120 | TED-A11042-1808-XSC-0109-0 | Trina Solar Co. Ltd. | HSEPL | TSM-320PD14 | [5 empty] | Bescom | HSEPL | Clean Solar Power Tumkur Private Limited | Meera Corporation Kr | 2023-03-15 | 12
CNHalli_Block5 | Modules | CNHalli_Block5_SMB1.6_S8 | PV Solar Module String |  | CNHalli_BLOCK_5_SMB1.6 | - | 13.44 | 320W | - | 42 | Modules | Main Inventry | In Operation |  | In Warranty | Trina Solar Co. Ltd. | 2017-09-26 | 2027-09-26 | 120 | TED-A11042-1808-XSC-0109-0 | Trina Solar Co. Ltd. | HSEPL | TSM-320PD14 | [5 empty] | Bescom | HSEPL | Clean Solar Power Tumkur Private Limited | Meera Corporation Kr | 2023-03-15 | 12
CNHalli_Block5 | Modules | CNHalli_Block5_SMB1.6_S9 | PV Solar Module String |  | CNHalli_BLOCK_5_SMB1.6 | - | 13.44 | 320W | - | 42 | Modules | Main Inventry | In Operation |  | In Warranty | Trina Solar Co. Ltd. | 2017-09-26 | 2027-09-26 | 120 | TED-A11042-1808-XSC-0109-0 | Trina Solar Co. Ltd. | HSEPL | TSM-320PD14 | [5 empty] | Bescom | HSEPL | Clean Solar Power Tumkur Private Limited | Meera Corporation Kr | 2023-03-15 | 12
CNHalli_Block5 | Modules | CNHalli_Block5_SMB1.6_S10 | PV Solar Module String |  | CNHalli_BLOCK_5_SMB1.6 | - | 13.44 | 320W | - | 42 | Modules | Main Inventry | In Operation |  | In Warranty | Trina Solar Co. Ltd. | 2017-09-26 | 2027-09-26 | 120 | TED-A11042-1808-XSC-0109-0 | Trina Solar Co. Ltd. | HSEPL | TSM-320PD14 | [5 empty] | Bescom | HSEPL | Clean Solar Power Tumkur Private Limited | Meera Corporation Kr | 2023-03-15 | 12
CNHalli_Block5 | Modules | CNHalli_Block5_SMB1.6_S11 | PV Solar Module String |  | CNHalli_BLOCK_5_SMB1.6 | - | 13.44 | 320W | - | 42 | Modules | Main Inventry | In Operation |  | In Warranty | Trina Solar Co. Ltd. | 2017-09-26 | 2027-09-26 | 120 | TED-A11042-1808-XSC-0109-0 | Trina Solar Co. Ltd. | HSEPL | TSM-320PD14 | [5 empty] | Bescom | HSEPL | Clean Solar Power Tumkur Private Limited | Meera Corporation Kr | 2023-03-15 | 12
CNHalli_Block5 | Modules | CNHalli_Block5_SMB1.6_S12 | PV Solar Module String |  | CNHalli_BLOCK_5_SMB1.7 | - | 13.44 | 320W | - | 42 | Modules | Main Inventry | In Operation |  | In Warranty | Trina Solar Co. Ltd. | 2017-09-26 | 2027-09-26 | 120 | TED-A11042-1808-XSC-0109-0 | Trina Solar Co. Ltd. | HSEPL | TSM-320PD14 | [5 empty] | Bescom | HSEPL | Clean Solar Power Tumkur Private Limited | Meera Corporation Kr | 2023-03-15 | 12
CNHalli_Block5 | Modules | CNHalli_Block5_SMB1.7_S1 | PV Solar Module String |  | CNHalli_BLOCK_5_SMB1.7 | - | 13.23 | 315W | - | 42 | Modules | Main Inventry | In Operation |  | In Warranty | Trina Solar Co. Ltd. | 2017-09-26 | 2027-09-26 | 120 | TED-A11042-1808-XSC-0109-0 | Trina Solar Co. Ltd. | HSEPL | TSM-320PD14 | [5 empty] | Bescom | HSEPL | Clean Solar Power Tumkur Private Limited | Meera Corporation Kr | 2023-03-15 | 12
CNHalli_Block5 | Modules | CNHalli_Block5_SMB1.7_S2 | PV Solar Module String |  | CNHalli_BLOCK_5_SMB1.7 | - | 13.23 | 315W | - | 42 | Modules | Main Inventry | In Operation |  | In Warranty | Trina Solar Co. Ltd. | 2017-09-26 | 2027-09-26 | 120 | TED-A11042-1808-XSC-0109-0 | Trina Solar Co. Ltd. | HSEPL | TSM-320PD14 | [5 empty] | Bescom | HSEPL | Clean Solar Power Tumkur Private Limited | Meera Corporation Kr | 2023-03-15 | 12
CNHalli_Block5 | Modules | CNHalli_Block5_SMB1.7_S3 | PV Solar Module String |  | CNHalli_BLOCK_5_SMB1.7 | - | 13.23 | 315W | - | 42 | Modules | Main Inventry | In Operation |  | In Warranty | Trina Solar Co. Ltd. | 2017-09-26 | 2027-09-26 | 120 | TED-A11042-1808-XSC-0109-0 | Trina Solar Co. Ltd. | HSEPL | TSM-320PD14 | [5 empty] | Bescom | HSEPL | Clean Solar Power Tumkur Private Limited | Meera Corporation Kr | 2023-03-15 | 12
CNHalli_Block5 | Modules | CNHalli_Block5_SMB1.7_S4 | PV Solar Module String |  | CNHalli_BLOCK_5_SMB1.7 | - | 13.23 | 315W | - | 42 | Modules | Main Inventry | In Operation |  | In Warranty | Trina Solar Co. Ltd. | 2017-09-26 | 2027-09-26 | 120 | TED-A11042-1808-XSC-0109-0 | Trina Solar Co. Ltd. | HSEPL | TSM-320PD14 | [5 empty] | Bescom | HSEPL | Clean Solar Power Tumkur Private Limited | Meera Corporation Kr | 2023-03-15 | 12
CNHalli_Block5 | Modules | CNHalli_Block5_SMB1.7_S5 | PV Solar Module String |  | CNHalli_BLOCK_5_SMB1.7 | - | 13.23 | 315W | - | 42 | Modules | Main Inventry | In Operation |  | In Warranty | Trina Solar Co. Ltd. | 2017-09-26 | 2027-09-26 | 120 | TED-A11042-1808-XSC-0109-0 | Trina Solar Co. Ltd. | HSEPL | TSM-320PD14 | [5 empty] | Bescom | HSEPL | Clean Solar Power Tumkur Private Limited | Meera Corporation Kr | 2023-03-15 | 12
CNHalli_Block5 | Modules | CNHalli_Block5_SMB1.7_S6 | PV Solar Module String |  | CNHalli_BLOCK_5_SMB1.7 | - | 13.23 | 315W | - | 42 | Modules | Main Inventry | In Operation |  | In Warranty | Trina Solar Co. Ltd. | 2017-09-26 | 2027-09-26 | 120 | TED-A11042-1808-XSC-0109-0 | Trina Solar Co. Ltd. | HSEPL | TSM-320PD14 | [5 empty] | Bescom | HSEPL | Clean Solar Power Tumkur Private Limited | Meera Corporation Kr | 2023-03-15 | 12
CNHalli_Block5 | Modules | CNHalli_Block5_SMB1.7_S7 | PV Solar Module String |  | CNHalli_BLOCK_5_SMB1.7 | - | 13.44 | 320W | - | 42 | Modules | Main Inventry | In Operation |  | In Warranty | Trina Solar Co. Ltd. | 2017-09-26 | 2027-09-26 | 120 | TED-A11042-1808-XSC-0109-0 | Trina Solar Co. Ltd. | HSEPL | TSM-320PD14 | [5 empty] | Bescom | HSEPL | Clean Solar Power Tumkur Private Limited | Meera Corporation Kr | 2023-03-15 | 12
CNHalli_Block5 | Modules | CNHalli_Block5_SMB1.7_S8 | PV Solar Module String |  | CNHalli_BLOCK_5_SMB1.7 | - | 13.44 | 320W | - | 42 | Modules | Main Inventry | In Operation |  | In Warranty | Trina Solar Co. Ltd. | 2017-09-26 | 2027-09-26 | 120 | TED-A11042-1808-XSC-0109-0 | Trina Solar Co. Ltd. | HSEPL | TSM-320PD14 | [5 empty] | Bescom | HSEPL | Clean Solar Power Tumkur Private Limited | Meera Corporation Kr | 2023-03-15 | 12
CNHalli_Block5 | Modules | CNHalli_Block5_SMB1.7_S9 | PV Solar Module String |  | CNHalli_BLOCK_5_SMB1.7 | - | 13.44 | 320W | - | 42 | Modules | Main Inventry | In Operation |  | In Warranty | Trina Solar Co. Ltd. | 2017-09-26 | 2027-09-26 | 120 | TED-A11042-1808-XSC-0109-0 | Trina Solar Co. Ltd. | HSEPL | TSM-320PD14 | [5 empty] | Bescom | HSEPL | Clean Solar Power Tumkur Private Limited | Meera Corporation Kr | 2023-03-15 | 12
CNHalli_Block5 | Modules | CNHalli_Block5_SMB1.7_S10 | PV Solar Module String |  | CNHalli_BLOCK_5_SMB1.8 | - | 13.44 | 320W | - | 42 | Modules | Main Inventry | In Operation |  | In Warranty | Trina Solar Co. Ltd. | 2017-09-26 | 2027-09-26 | 120 | TED-A11042-1808-XSC-0109-0 | Trina Solar Co. Ltd. | HSEPL | TSM-320PD14 | [5 empty] | Bescom | HSEPL | Clean Solar Power Tumkur Private Limited | Meera Corporation Kr | 2023-03-15 | 12
CNHalli_Block5 | Modules | CNHalli_Block5_SMB1.7_S11 | PV Solar Module String |  | CNHalli_BLOCK_5_SMB1.9 | - | 13.44 | 320W | - | 42 | Modules | Main Inventry | In Operation |  | In Warranty | Trina Solar Co. Ltd. | 2017-09-26 | 2027-09-26 | 120 | TED-A11042-1808-XSC-0109-0 | Trina Solar Co. Ltd. | HSEPL | TSM-320PD14 | [5 empty] | Bescom | HSEPL | Clean Solar Power Tumkur Private Limited | Meera Corporation Kr | 2023-03-15 | 12
CNHalli_Block5 | Modules | CNHalli_Block5_SMB2.1_S1 | PV Solar Module String |  | CNHalli_BLOCK_5_SMB2.1 | - | 13.44 | 320W | - | 42 | Modules | Main Inventry | In Operation |  | In Warranty | Trina Solar Co. Ltd. | 2017-09-26 | 2027-09-26 | 120 | TED-A11042-1808-XSC-0109-0 | Trina Solar Co. Ltd. | HSEPL | TSM-320PD14 | [5 empty] | Bescom | HSEPL | Clean Solar Power Tumkur Private Limited | Meera Corporation Kr | 2023-03-15 | 12
CNHalli_Block5 | Modules | CNHalli_Block5_SMB2.1_S2 | PV Solar Module String |  | CNHalli_BLOCK_5_SMB2.1 | - | 13.44 | 320W | - | 42 | Modules | Main Inventry | In Operation |  | In Warranty | Trina Solar Co. Ltd. | 2017-09-26 | 2027-09-26 | 120 | TED-A11042-1808-XSC-0109-0 | Trina Solar Co. Ltd. | HSEPL | TSM-320PD14 | [5 empty] | Bescom | HSEPL | Clean Solar Power Tumkur Private Limited | Meera Corporation Kr | 2023-03-15 | 12
CNHalli_Block5 | Modules | CNHalli_Block5_SMB2.1_S3 | PV Solar Module String |  | CNHalli_BLOCK_5_SMB2.1 | - | 13.44 | 320W | - | 42 | Modules | Main Inventry | In Operation |  | In Warranty | Trina Solar Co. Ltd. | 2017-09-26 | 2027-09-26 | 120 | TED-A11042-1808-XSC-0109-0 | Trina Solar Co. Ltd. | HSEPL | TSM-320PD14 | [5 empty] | Bescom | HSEPL | Clean Solar Power Tumkur Private Limited | Meera Corporation Kr | 2023-03-15 | 12
CNHalli_Block5 | Modules | CNHalli_Block5_SMB2.1_S4 | PV Solar Module String |  | CNHalli_BLOCK_5_SMB2.1 | - | 13.44 | 320W | - | 42 | Modules | Main Inventry | In Operation |  | In Warranty | Trina Solar Co. Ltd. | 2017-09-26 | 2027-09-26 | 120 | TED-A11042-1808-XSC-0109-0 | Trina Solar Co. Ltd. | HSEPL | TSM-320PD14 | [5 empty] | Bescom | HSEPL | Clean Solar Power Tumkur Private Limited | Meera Corporation Kr | 2023-03-15 | 12
CNHalli_Block5 | Modules | CNHalli_Block5_SMB2.1_S5 | PV Solar Module String |  | CNHalli_BLOCK_5_SMB2.1 | - | 13.44 | 320W | - | 42 | Modules | Main Inventry | In Operation |  | In Warranty | Trina Solar Co. Ltd. | 2017-09-26 | 2027-09-26 | 120 | TED-A11042-1808-XSC-0109-0 | Trina Solar Co. Ltd. | HSEPL | TSM-320PD14 | [5 empty] | Bescom | HSEPL | Clean Solar Power Tumkur Private Limited | Meera Corporation Kr | 2023-03-15 | 12
CNHalli_Block5 | Modules | CNHalli_Block5_SMB2.1_S6 | PV Solar Module String |  | CNHalli_BLOCK_5_SMB2.1 | - | 13.44 | 320W | - | 42 | Modules | Main Inventry | In Operation |  | In Warranty | Trina Solar Co. Ltd. | 2017-09-26 | 2027-09-26 | 120 | TED-A11042-1808-XSC-0109-0 | Trina Solar Co. Ltd. | HSEPL | TSM-320PD14 | [5 empty] | Bescom | HSEPL | Clean Solar Power Tumkur Private Limited | Meera Corporation Kr | 2023-03-15 | 12
CNHalli_Block5 | Modules | CNHalli_Block5_SMB2.1_S7 | PV Solar Module String |  | CNHalli_BLOCK_5_SMB2.1 | - | 13.44 | 320W | - | 42 | Modules | Main Inventry | In Operation |  | In Warranty | Trina Solar Co. Ltd. | 2017-09-26 | 2027-09-26 | 120 | TED-A11042-1808-XSC-0109-0 | Trina Solar Co. Ltd. | HSEPL | TSM-320PD14 | [5 empty] | Bescom | HSEPL | Clean Solar Power Tumkur Private Limited | Meera Corporation Kr | 2023-03-15 | 12
CNHalli_Block5 | Modules | CNHalli_Block5_SMB2.1_S8 | PV Solar Module String |  | CNHalli_BLOCK_5_SMB2.1 | - | 13.44 | 320W | - | 42 | Modules | Main Inventry | In Operation |  | In Warranty | Trina Solar Co. Ltd. | 2017-09-26 | 2027-09-26 | 120 | TED-A11042-1808-XSC-0109-0 | Trina Solar Co. Ltd. | HSEPL | TSM-320PD14 | [5 empty] | Bescom | HSEPL | Clean Solar Power Tumkur Private Limited | Meera Corporation Kr | 2023-03-15 | 12
CNHalli_Block5 | Modules | CNHalli_Block5_SMB2.1_S9 | PV Solar Module String |  | CNHalli_BLOCK_5_SMB2.1 | - | 13.44 | 320W | - | 42 | Modules | Main Inventry | In Operation |  | In Warranty | Trina Solar Co. Ltd. | 2017-09-26 | 2027-09-26 | 120 | TED-A11042-1808-XSC-0109-0 | Trina Solar Co. Ltd. | HSEPL | TSM-320PD14 | [5 empty] | Bescom | HSEPL | Clean Solar Power Tumkur Private Limited | Meera Corporation Kr | 2023-03-15 | 12
CNHalli_Block5 | Modules | CNHalli_Block5_SMB2.1_S10 | PV Solar Module String |  | CNHalli_BLOCK_5_SMB2.1 | - | 13.44 | 320W | - | 42 | Modules | Main Inventry | In Operation |  | In Warranty | Trina Solar Co. Ltd. | 2017-09-26 | 2027-09-26 | 120 | TED-A11042-1808-XSC-0109-0 | Trina Solar Co. Ltd. | HSEPL | TSM-320PD14 | [5 empty] | Bescom | HSEPL | Clean Solar Power Tumkur Private Limited | Meera Corporation Kr | 2023-03-15 | 12
CNHalli_Block5 | Modules | CNHalli_Block5_SMB2.1_S11 | PV Solar Module String |  | CNHalli_BLOCK_5_SMB2.1 | - | 13.44 | 320W | - | 42 | Modules | Main Inventry | In Operation |  | In Warranty | Trina Solar Co. Ltd. | 2017-09-26 | 2027-09-26 | 120 | TED-A11042-1808-XSC-0109-0 | Trina Solar Co. Ltd. | HSEPL | TSM-320PD14 | [5 empty] | Bescom | HSEPL | Clean Solar Power Tumkur Private Limited | Meera Corporation Kr | 2023-03-15 | 12
CNHalli_Block5 | Modules | CNHalli_Block5_SMB2.1_S12 | PV Solar Module String |  | CNHalli_BLOCK_5_SMB2.1 | - | 13.44 | 320W | - | 42 | Modules | Main Inventry | In Operation |  | In Warranty | Trina Solar Co. Ltd. | 2017-09-26 | 2027-09-26 | 120 | TED-A11042-1808-XSC-0109-0 | Trina Solar Co. Ltd. | HSEPL | TSM-320PD14 | [5 empty] | Bescom | HSEPL | Clean Solar Power Tumkur Private Limited | Meera Corporation Kr | 2023-03-15 | 12
CNHalli_Block5 | Modules | CNHalli_Block5_SMB2.2_S1 | PV Solar Module String |  | CNHalli_BLOCK_5_SMB2.2 | - | 13.44 | 320W | - | 42 | Modules | Main Inventry | In Operation |  | In Warranty | Trina Solar Co. Ltd. | 2017-09-26 | 2027-09-26 | 120 | TED-A11042-1808-XSC-0109-0 | Trina Solar Co. Ltd. | HSEPL | TSM-320PD14 | [5 empty] | Bescom | HSEPL | Clean Solar Power Tumkur Private Limited | Meera Corporation Kr | 2023-03-15 | 12
CNHalli_Block5 | Modules | CNHalli_Block5_SMB2.2_S2 | PV Solar Module String |  | CNHalli_BLOCK_5_SMB2.2 | - | 13.44 | 320W | - | 42 | Modules | Main Inventry | In Operation |  | In Warranty | Trina Solar Co. Ltd. | 2017-09-26 | 2027-09-26 | 120 | TED-A11042-1808-XSC-0109-0 | Trina Solar Co. Ltd. | HSEPL | TSM-320PD14 | [5 empty] | Bescom | HSEPL | Clean Solar Power Tumkur Private Limited | Meera Corporation Kr | 2023-03-15 | 12
CNHalli_Block5 | Modules | CNHalli_Block5_SMB2.2_S3 | PV Solar Module String |  | CNHalli_BLOCK_5_SMB2.2 | - | 13.44 | 320W | - | 42 | Modules | Main Inventry | In Operation |  | In Warranty | Trina Solar Co. Ltd. | 2017-09-26 | 2027-09-26 | 120 | TED-A11042-1808-XSC-0109-0 | Trina Solar Co. Ltd. | HSEPL | TSM-320PD14 | [5 empty] | Bescom | HSEPL | Clean Solar Power Tumkur Private Limited | Meera Corporation Kr | 2023-03-15 | 12
CNHalli_Block5 | Modules | CNHalli_Block5_SMB2.2_S4 | PV Solar Module String |  | CNHalli_BLOCK_5_SMB2.2 | - | 13.44 | 320W | - | 42 | Modules | Main Inventry | In Operation |  | In Warranty | Trina Solar Co. Ltd. | 2017-09-26 | 2027-09-26 | 120 | TED-A11042-1808-XSC-0109-0 | Trina Solar Co. Ltd. | HSEPL | TSM-320PD14 | [5 empty] | Bescom | HSEPL | Clean Solar Power Tumkur Private Limited | Meera Corporation Kr | 2023-03-15 | 12
CNHalli_Block5 | Modules | CNHalli_Block5_SMB2.2_S5 | PV Solar Module String |  | CNHalli_BLOCK_5_SMB2.2 | - | 13.44 | 320W | - | 42 | Modules | Main Inventry | In Operation |  | In Warranty | Trina Solar Co. Ltd. | 2017-09-26 | 2027-09-26 | 120 | TED-A11042-1808-XSC-0109-0 | Trina Solar Co. Ltd. | HSEPL | TSM-320PD14 | [5 empty] | Bescom | HSEPL | Clean Solar Power Tumkur Private Limited | Meera Corporation Kr | 2023-03-15 | 12
CNHalli_Block5 | Modules | CNHalli_Block5_SMB2.2_S6 | PV Solar Module String |  | CNHalli_BLOCK_5_SMB2.2 | - | 13.44 | 320W | - | 42 | Modules | Main Inventry | In Operation |  | In Warranty | Trina Solar Co. Ltd. | 2017-09-26 | 2027-09-26 | 120 | TED-A11042-1808-XSC-0109-0 | Trina Solar Co. Ltd. | HSEPL | TSM-320PD14 | [5 empty] | Bescom | HSEPL | Clean Solar Power Tumkur Private Limited | Meera Corporation Kr | 2023-03-15 | 12
CNHalli_Block5 | Modules | CNHalli_Block5_SMB2.2_S7 | PV Solar Module String |  | CNHalli_BLOCK_5_SMB2.2 | - | 13.44 | 320W | - | 42 | Modules | Main Inventry | In Operation |  | In Warranty | Trina Solar Co. Ltd. | 2017-09-26 | 2027-09-26 | 120 | TED-A11042-1808-XSC-0109-0 | Trina Solar Co. Ltd. | HSEPL | TSM-320PD14 | [5 empty] | Bescom | HSEPL | Clean Solar Power Tumkur Private Limited | Meera Corporation Kr | 2023-03-15 | 12
CNHalli_Block5 | Modules | CNHalli_Block5_SMB2.2_S8 | PV Solar Module String |  | CNHalli_BLOCK_5_SMB2.2 | - | 13.44 | 320W | - | 42 | Modules | Main Inventry | In Operation |  | In Warranty | Trina Solar Co. Ltd. | 2017-09-26 | 2027-09-26 | 120 | TED-A11042-1808-XSC-0109-0 | Trina Solar Co. Ltd. | HSEPL | TSM-320PD14 | [5 empty] | Bescom | HSEPL | Clean Solar Power Tumkur Private Limited | Meera Corporation Kr | 2023-03-15 | 12
CNHalli_Block5 | Modules | CNHalli_Block5_SMB2.2_S9 | PV Solar Module String |  | CNHalli_BLOCK_5_SMB2.2 | - | 13.44 | 320W | - | 42 | Modules | Main Inventry | In Operation |  | In Warranty | Trina Solar Co. Ltd. | 2017-09-26 | 2027-09-26 | 120 | TED-A11042-1808-XSC-0109-0 | Trina Solar Co. Ltd. | HSEPL | TSM-320PD14 | [5 empty] | Bescom | HSEPL | Clean Solar Power Tumkur Private Limited | Meera Corporation Kr | 2023-03-15 | 12
CNHalli_Block5 | Modules | CNHalli_Block5_SMB2.2_S10 | PV Solar Module String |  | CNHalli_BLOCK_5_SMB2.2 | - | 13.44 | 320W | - | 42 | Modules | Main Inventry | In Operation |  | In Warranty | Trina Solar Co. Ltd. | 2017-09-26 | 2027-09-26 | 120 | TED-A11042-1808-XSC-0109-0 | Trina Solar Co. Ltd. | HSEPL | TSM-320PD14 | [5 empty] | Bescom | HSEPL | Clean Solar Power Tumkur Private Limited | Meera Corporation Kr | 2023-03-15 | 12
CNHalli_Block5 | Modules | CNHalli_Block5_SMB2.2_S11 | PV Solar Module String |  | CNHalli_BLOCK_5_SMB2.2 | - | 13.44 | 320W | - | 42 | Modules | Main Inventry | In Operation |  | In Warranty | Trina Solar Co. Ltd. | 2017-09-26 | 2027-09-26 | 120 | TED-A11042-1808-XSC-0109-0 | Trina Solar Co. Ltd. | HSEPL | TSM-320PD14 | [5 empty] | Bescom | HSEPL | Clean Solar Power Tumkur Private Limited | Meera Corporation Kr | 2023-03-15 | 12
CNHalli_Block5 | Modules | CNHalli_Block5_SMB2.2_S12 | PV Solar Module String |  | CNHalli_BLOCK_5_SMB2.2 | - | 13.44 | 320W | - | 42 | Modules | Main Inventry | In Operation |  | In Warranty | Trina Solar Co. Ltd. | 2017-09-26 | 2027-09-26 | 120 | TED-A11042-1808-XSC-0109-0 | Trina Solar Co. Ltd. | HSEPL | TSM-320PD14 | [5 empty] | Bescom | HSEPL | Clean Solar Power Tumkur Private Limited | Meera Corporation Kr | 2023-03-15 | 12
CNHalli_Block5 | Modules | CNHalli_Block5_SMB2.3_S1 | PV Solar Module String |  | CNHalli_BLOCK_5_SMB2.3 | - | 13.44 | 320W | - | 42 | Modules | Main Inventry | In Operation |  | In Warranty | Trina Solar Co. Ltd. | 2017-09-26 | 2027-09-26 | 120 | TED-A11042-1808-XSC-0109-0 | Trina Solar Co. Ltd. | HSEPL | TSM-320PD14 | [5 empty] | Bescom | HSEPL | Clean Solar Power Tumkur Private Limited | Meera Corporation Kr | 2023-03-15 | 12
CNHalli_Block5 | Modules | CNHalli_Block5_SMB2.3_S2 | PV Solar Module String |  | CNHalli_BLOCK_5_SMB2.3 | - | 13.44 | 320W | - | 42 | Modules | Main Inventry | In Operation |  | In Warranty | Trina Solar Co. Ltd. | 2017-09-26 | 2027-09-26 | 120 | TED-A11042-1808-XSC-0109-0 | Trina Solar Co. Ltd. | HSEPL | TSM-320PD14 | [5 empty] | Bescom | HSEPL | Clean Solar Power Tumkur Private Limited | Meera Corporation Kr | 2023-03-15 | 12
CNHalli_Block5 | Modules | CNHalli_Block5_SMB2.3_S3 | PV Solar Module String |  | CNHalli_BLOCK_5_SMB2.3 | - | 13.44 | 320W | - | 42 | Modules | Main Inventry | In Operation |  | In Warranty | Trina Solar Co. Ltd. | 2017-09-26 | 2027-09-26 | 120 | TED-A11042-1808-XSC-0109-0 | Trina Solar Co. Ltd. | HSEPL | TSM-320PD14 | [5 empty] | Bescom | HSEPL | Clean Solar Power Tumkur Private Limited | Meera Corporation Kr | 2023-03-15 | 12
CNHalli_Block5 | Modules | CNHalli_Block5_SMB2.3_S4 | PV Solar Module String |  | CNHalli_BLOCK_5_SMB2.3 | - | 13.44 | 320W | - | 42 | Modules | Main Inventry | In Operation |  | In Warranty | Trina Solar Co. Ltd. | 2017-09-26 | 2027-09-26 | 120 | TED-A11042-1808-XSC-0109-0 | Trina Solar Co. Ltd. | HSEPL | TSM-320PD14 | [5 empty] | Bescom | HSEPL | Clean Solar Power Tumkur Private Limited | Meera Corporation Kr | 2023-03-15 | 12
CNHalli_Block5 | Modules | CNHalli_Block5_SMB2.3_S5 | PV Solar Module String |  | CNHalli_BLOCK_5_SMB2.3 | - | 13.44 | 320W | - | 42 | Modules | Main Inventry | In Operation |  | In Warranty | Trina Solar Co. Ltd. | 2017-09-26 | 2027-09-26 | 120 | TED-A11042-1808-XSC-0109-0 | Trina Solar Co. Ltd. | HSEPL | TSM-320PD14 | [5 empty] | Bescom | HSEPL | Clean Solar Power Tumkur Private Limited | Meera Corporation Kr | 2023-03-15 | 12
CNHalli_Block5 | Modules | CNHalli_Block5_SMB2.3_S6 | PV Solar Module String |  | CNHalli_BLOCK_5_SMB2.3 | - | 13.44 | 320W | - | 42 | Modules | Main Inventry | In Operation |  | In Warranty | Trina Solar Co. Ltd. | 2017-09-26 | 2027-09-26 | 120 | TED-A11042-1808-XSC-0109-0 | Trina Solar Co. Ltd. | HSEPL | TSM-320PD14 | [5 empty] | Bescom | HSEPL | Clean Solar Power Tumkur Private Limited | Meera Corporation Kr | 2023-03-15 | 12
CNHalli_Block5 | Modules | CNHalli_Block5_SMB2.3_S7 | PV Solar Module String |  | CNHalli_BLOCK_5_SMB2.3 | - | 13.44 | 320W | - | 42 | Modules | Main Inventry | In Operation |  | In Warranty | Trina Solar Co. Ltd. | 2017-09-26 | 2027-09-26 | 120 | TED-A11042-1808-XSC-0109-0 | Trina Solar Co. Ltd. | HSEPL | TSM-320PD14 | [5 empty] | Bescom | HSEPL | Clean Solar Power Tumkur Private Limited | Meera Corporation Kr | 2023-03-15 | 12
CNHalli_Block5 | Modules | CNHalli_Block5_SMB2.3_S8 | PV Solar Module String |  | CNHalli_BLOCK_5_SMB2.3 | - | 13.44 | 320W | - | 42 | Modules | Main Inventry | In Operation |  | In Warranty | Trina Solar Co. Ltd. | 2017-09-26 | 2027-09-26 | 120 | TED-A11042-1808-XSC-0109-0 | Trina Solar Co. Ltd. | HSEPL | TSM-320PD14 | [5 empty] | Bescom | HSEPL | Clean Solar Power Tumkur Private Limited | Meera Corporation Kr | 2023-03-15 | 12
CNHalli_Block5 | Modules | CNHalli_Block5_SMB2.3_S9 | PV Solar Module String |  | CNHalli_BLOCK_5_SMB2.3 | - | 13.44 | 320W | - | 42 | Modules | Main Inventry | In Operation |  | In Warranty | Trina Solar Co. Ltd. | 2017-09-26 | 2027-09-26 | 120 | TED-A11042-1808-XSC-0109-0 | Trina Solar Co. Ltd. | HSEPL | TSM-320PD14 | [5 empty] | Bescom | HSEPL | Clean Solar Power Tumkur Private Limited | Meera Corporation Kr | 2023-03-15 | 12
CNHalli_Block5 | Modules | CNHalli_Block5_SMB2.3_S10 | PV Solar Module String |  | CNHalli_BLOCK_5_SMB2.3 | - | 13.44 | 320W | - | 42 | Modules | Main Inventry | In Operation |  | In Warranty | Trina Solar Co. Ltd. | 2017-09-26 | 2027-09-26 | 120 | TED-A11042-1808-XSC-0109-0 | Trina Solar Co. Ltd. | HSEPL | TSM-320PD14 | [5 empty] | Bescom | HSEPL | Clean Solar Power Tumkur Private Limited | Meera Corporation Kr | 2023-03-15 | 12
CNHalli_Block5 | Modules | CNHalli_Block5_SMB2.3_S11 | PV Solar Module String |  | CNHalli_BLOCK_5_SMB2.3 | - | 13.44 | 320W | - | 42 | Modules | Main Inventry | In Operation |  | In Warranty | Trina Solar Co. Ltd. | 2017-09-26 | 2027-09-26 | 120 | TED-A11042-1808-XSC-0109-0 | Trina Solar Co. Ltd. | HSEPL | TSM-320PD14 | [5 empty] | Bescom | HSEPL | Clean Solar Power Tumkur Private Limited | Meera Corporation Kr | 2023-03-15 | 12
CNHalli_Block5 | Modules | CNHalli_Block5_SMB2.3_S12 | PV Solar Module String |  | CNHalli_BLOCK_5_SMB2.3 | - | 13.44 | 320W | - | 42 | Modules | Main Inventry | In Operation |  | In Warranty | Trina Solar Co. Ltd. | 2017-09-26 | 2027-09-26 | 120 | TED-A11042-1808-XSC-0109-0 | Trina Solar Co. Ltd. | HSEPL | TSM-320PD14 | [5 empty] | Bescom | HSEPL | Clean Solar Power Tumkur Private Limited | Meera Corporation Kr | 2023-03-15 | 12
CNHalli_Block5 | Modules | CNHalli_Block5_SMB2.4_S1 | PV Solar Module String |  | CNHalli_BLOCK_5_SMB2.4 | - | 13.44 | 320W | - | 42 | Modules | Main Inventry | In Operation |  | In Warranty | Trina Solar Co. Ltd. | 2017-09-26 | 2027-09-26 | 120 | TED-A11042-1808-XSC-0109-0 | Trina Solar Co. Ltd. | HSEPL | TSM-320PD14 | [5 empty] | Bescom | HSEPL | Clean Solar Power Tumkur Private Limited | Meera Corporation Kr | 2023-03-15 | 12
CNHalli_Block5 | Modules | CNHalli_Block5_SMB2.4_S2 | PV Solar Module String |  | CNHalli_BLOCK_5_SMB2.4 | - | 13.44 | 320W | - | 42 | Modules | Main Inventry | In Operation |  | In Warranty | Trina Solar Co. Ltd. | 2017-09-26 | 2027-09-26 | 120 | TED-A11042-1808-XSC-0109-0 | Trina Solar Co. Ltd. | HSEPL | TSM-320PD14 | [5 empty] | Bescom | HSEPL | Clean Solar Power Tumkur Private Limited | Meera Corporation Kr | 2023-03-15 | 12
CNHalli_Block5 | Modules | CNHalli_Block5_SMB2.4_S3 | PV Solar Module String |  | CNHalli_BLOCK_5_SMB2.4 | - | 13.44 | 320W | - | 42 | Modules | Main Inventry | In Operation |  | In Warranty | Trina Solar Co. Ltd. | 2017-09-26 | 2027-09-26 | 120 | TED-A11042-1808-XSC-0109-0 | Trina Solar Co. Ltd. | HSEPL | TSM-320PD14 | [5 empty] | Bescom | HSEPL | Clean Solar Power Tumkur Private Limited | Meera Corporation Kr | 2023-03-15 | 12
CNHalli_Block5 | Modules | CNHalli_Block5_SMB2.4_S4 | PV Solar Module String |  | CNHalli_BLOCK_5_SMB2.4 | - | 13.44 | 320W | - | 42 | Modules | Main Inventry | In Operation |  | In Warranty | Trina Solar Co. Ltd. | 2017-09-26 | 2027-09-26 | 120 | TED-A11042-1808-XSC-0109-0 | Trina Solar Co. Ltd. | HSEPL | TSM-320PD14 | [5 empty] | Bescom | HSEPL | Clean Solar Power Tumkur Private Limited | Meera Corporation Kr | 2023-03-15 | 12
CNHalli_Block5 | Modules | CNHalli_Block5_SMB2.4_S5 | PV Solar Module String |  | CNHalli_BLOCK_5_SMB2.4 | - | 13.44 | 320W | - | 42 | Modules | Main Inventry | In Operation |  | In Warranty | Trina Solar Co. Ltd. | 2017-09-26 | 2027-09-26 | 120 | TED-A11042-1808-XSC-0109-0 | Trina Solar Co. Ltd. | HSEPL | TSM-320PD14 | [5 empty] | Bescom | HSEPL | Clean Solar Power Tumkur Private Limited | Meera Corporation Kr | 2023-03-15 | 12
CNHalli_Block5 | Modules | CNHalli_Block5_SMB2.4_S6 | PV Solar Module String |  | CNHalli_BLOCK_5_SMB2.4 | - | 13.44 | 320W | - | 42 | Modules | Main Inventry | In Operation |  | In Warranty | Trina Solar Co. Ltd. | 2017-09-26 | 2027-09-26 | 120 | TED-A11042-1808-XSC-0109-0 | Trina Solar Co. Ltd. | HSEPL | TSM-320PD14 | [5 empty] | Bescom | HSEPL | Clean Solar Power Tumkur Private Limited | Meera Corporation Kr | 2023-03-15 | 12
CNHalli_Block5 | Modules | CNHalli_Block5_SMB2.4_S7 | PV Solar Module String |  | CNHalli_BLOCK_5_SMB2.4 | - | 13.44 | 320W | - | 42 | Modules | Main Inventry | In Operation |  | In Warranty | Trina Solar Co. Ltd. | 2017-09-26 | 2027-09-26 | 120 | TED-A11042-1808-XSC-0109-0 | Trina Solar Co. Ltd. | HSEPL | TSM-320PD14 | [5 empty] | Bescom | HSEPL | Clean Solar Power Tumkur Private Limited | Meera Corporation Kr | 2023-03-15 | 12
CNHalli_Block5 | Modules | CNHalli_Block5_SMB2.4_S8 | PV Solar Module String |  | CNHalli_BLOCK_5_SMB2.4 | - | 13.44 | 320W | - | 42 | Modules | Main Inventry | In Operation |  | In Warranty | Trina Solar Co. Ltd. | 2017-09-26 | 2027-09-26 | 120 | TED-A11042-1808-XSC-0109-0 | Trina Solar Co. Ltd. | HSEPL | TSM-320PD14 | [5 empty] | Bescom | HSEPL | Clean Solar Power Tumkur Private Limited | Meera Corporation Kr | 2023-03-15 | 12
CNHalli_Block5 | Modules | CNHalli_Block5_SMB2.4_S9 | PV Solar Module String |  | CNHalli_BLOCK_5_SMB2.4 | - | 13.44 | 320W | - | 42 | Modules | Main Inventry | In Operation |  | In Warranty | Trina Solar Co. Ltd. | 2017-09-26 | 2027-09-26 | 120 | TED-A11042-1808-XSC-0109-0 | Trina Solar Co. Ltd. | HSEPL | TSM-320PD14 | [5 empty] | Bescom | HSEPL | Clean Solar Power Tumkur Private Limited | Meera Corporation Kr | 2023-03-15 | 12
CNHalli_Block5 | Modules | CNHalli_Block5_SMB2.4_S10 | PV Solar Module String |  | CNHalli_BLOCK_5_SMB2.4 | - | 13.44 | 320W | - | 42 | Modules | Main Inventry | In Operation |  | In Warranty | Trina Solar Co. Ltd. | 2017-09-26 | 2027-09-26 | 120 | TED-A11042-1808-XSC-0109-0 | Trina Solar Co. Ltd. | HSEPL | TSM-320PD14 | [5 empty] | Bescom | HSEPL | Clean Solar Power Tumkur Private Limited | Meera Corporation Kr | 2023-03-15 | 12
CNHalli_Block5 | Modules | CNHalli_Block5_SMB2.4_S11 | PV Solar Module String |  | CNHalli_BLOCK_5_SMB2.4 | - | 13.44 | 320W | - | 42 | Modules | Main Inventry | In Operation |  | In Warranty | Trina Solar Co. Ltd. | 2017-09-26 | 2027-09-26 | 120 | TED-A11042-1808-XSC-0109-0 | Trina Solar Co. Ltd. | HSEPL | TSM-320PD14 | [5 empty] | Bescom | HSEPL | Clean Solar Power Tumkur Private Limited | Meera Corporation Kr | 2023-03-15 | 12
CNHalli_Block5 | Modules | CNHalli_Block5_SMB2.4_S12 | PV Solar Module String |  | CNHalli_BLOCK_5_SMB2.4 | - | 13.44 | 320W | - | 42 | Modules | Main Inventry | In Operation |  | In Warranty | Trina Solar Co. Ltd. | 2017-09-26 | 2027-09-26 | 120 | TED-A11042-1808-XSC-0109-0 | Trina Solar Co. Ltd. | HSEPL | TSM-320PD14 | [5 empty] | Bescom | HSEPL | Clean Solar Power Tumkur Private Limited | Meera Corporation Kr | 2023-03-15 | 12
CNHalli_Block5 | Modules | CNHalli_Block5_SMB2.5_S1 | PV Solar Module String |  | CNHalli_BLOCK_5_SMB2.5 | - | 13.44 | 320W | - | 42 | Modules | Main Inventry | In Operation |  | In Warranty | Trina Solar Co. Ltd. | 2017-09-26 | 2027-09-26 | 120 | TED-A11042-1808-XSC-0109-0 | Trina Solar Co. Ltd. | HSEPL | TSM-320PD14 | [5 empty] | Bescom | HSEPL | Clean Solar Power Tumkur Private Limited | Meera Corporation Kr | 2023-03-15 | 12
CNHalli_Block5 | Modules | CNHalli_Block5_SMB2.5_S2 | PV Solar Module String |  | CNHalli_BLOCK_5_SMB2.5 | - | 13.44 | 320W | - | 42 | Modules | Main Inventry | In Operation |  | In Warranty | Trina Solar Co. Ltd. | 2017-09-26 | 2027-09-26 | 120 | TED-A11042-1808-XSC-0109-0 | Trina Solar Co. Ltd. | HSEPL | TSM-320PD14 | [5 empty] | Bescom | HSEPL | Clean Solar Power Tumkur Private Limited | Meera Corporation Kr | 2023-03-15 | 12
CNHalli_Block5 | Modules | CNHalli_Block5_SMB2.5_S3 | PV Solar Module String |  | CNHalli_BLOCK_5_SMB2.5 | - | 13.44 | 320W | - | 42 | Modules | Main Inventry | In Operation |  | In Warranty | Trina Solar Co. Ltd. | 2017-09-26 | 2027-09-26 | 120 | TED-A11042-1808-XSC-0109-0 | Trina Solar Co. Ltd. | HSEPL | TSM-320PD14 | [5 empty] | Bescom | HSEPL | Clean Solar Power Tumkur Private Limited | Meera Corporation Kr | 2023-03-15 | 12
CNHalli_Block5 | Modules | CNHalli_Block5_SMB2.5_S4 | PV Solar Module String |  | CNHalli_BLOCK_5_SMB2.5 | - | 13.44 | 320W | - | 42 | Modules | Main Inventry | In Operation |  | In Warranty | Trina Solar Co. Ltd. | 2017-09-26 | 2027-09-26 | 120 | TED-A11042-1808-XSC-0109-0 | Trina Solar Co. Ltd. | HSEPL | TSM-320PD14 | [5 empty] | Bescom | HSEPL | Clean Solar Power Tumkur Private Limited | Meera Corporation Kr | 2023-03-15 | 12
CNHalli_Block5 | Modules | CNHalli_Block5_SMB2.5_S5 | PV Solar Module String |  | CNHalli_BLOCK_5_SMB2.5 | - | 13.44 | 320W | - | 42 | Modules | Main Inventry | In Operation |  | In Warranty | Trina Solar Co. Ltd. | 2017-09-26 | 2027-09-26 | 120 | TED-A11042-1808-XSC-0109-0 | Trina Solar Co. Ltd. | HSEPL | TSM-320PD14 | [5 empty] | Bescom | HSEPL | Clean Solar Power Tumkur Private Limited | Meera Corporation Kr | 2023-03-15 | 12
CNHalli_Block5 | Modules | CNHalli_Block5_SMB2.5_S6 | PV Solar Module String |  | CNHalli_BLOCK_5_SMB2.5 | - | 13.44 | 320W | - | 42 | Modules | Main Inventry | In Operation |  | In Warranty | Trina Solar Co. Ltd. | 2017-09-26 | 2027-09-26 | 120 | TED-A11042-1808-XSC-0109-0 | Trina Solar Co. Ltd. | HSEPL | TSM-320PD14 | [5 empty] | Bescom | HSEPL | Clean Solar Power Tumkur Private Limited | Meera Corporation Kr | 2023-03-15 | 12
CNHalli_Block5 | Modules | CNHalli_Block5_SMB2.5_S7 | PV Solar Module String |  | CNHalli_BLOCK_5_SMB2.5 | - | 13.44 | 320W | - | 42 | Modules | Main Inventry | In Operation |  | In Warranty | Trina Solar Co. Ltd. | 2017-09-26 | 2027-09-26 | 120 | TED-A11042-1808-XSC-0109-0 | Trina Solar Co. Ltd. | HSEPL | TSM-320PD14 | [5 empty] | Bescom | HSEPL | Clean Solar Power Tumkur Private Limited | Meera Corporation Kr | 2023-03-15 | 12
CNHalli_Block5 | Modules | CNHalli_Block5_SMB2.5_S8 | PV Solar Module String |  | CNHalli_BLOCK_5_SMB2.5 | - | 13.44 | 320W | - | 42 | Modules | Main Inventry | In Operation |  | In Warranty | Trina Solar Co. Ltd. | 2017-09-26 | 2027-09-26 | 120 | TED-A11042-1808-XSC-0109-0 | Trina Solar Co. Ltd. | HSEPL | TSM-320PD14 | [5 empty] | Bescom | HSEPL | Clean Solar Power Tumkur Private Limited | Meera Corporation Kr | 2023-03-15 | 12
CNHalli_Block5 | Modules | CNHalli_Block5_SMB2.5_S9 | PV Solar Module String |  | CNHalli_BLOCK_5_SMB2.5 | - | 13.44 | 320W | - | 42 | Modules | Main Inventry | In Operation |  | In Warranty | Trina Solar Co. Ltd. | 2017-09-26 | 2027-09-26 | 120 | TED-A11042-1808-XSC-0109-0 | Trina Solar Co. Ltd. | HSEPL | TSM-320PD14 | [5 empty] | Bescom | HSEPL | Clean Solar Power Tumkur Private Limited | Meera Corporation Kr | 2023-03-15 | 12
CNHalli_Block5 | Modules | CNHalli_Block5_SMB2.5_S10 | PV Solar Module String |  | CNHalli_BLOCK_5_SMB2.5 | - | 13.44 | 320W | - | 42 | Modules | Main Inventry | In Operation |  | In Warranty | Trina Solar Co. Ltd. | 2017-09-26 | 2027-09-26 | 120 | TED-A11042-1808-XSC-0109-0 | Trina Solar Co. Ltd. | HSEPL | TSM-320PD14 | [5 empty] | Bescom | HSEPL | Clean Solar Power Tumkur Private Limited | Meera Corporation Kr | 2023-03-15 | 12
CNHalli_Block5 | Modules | CNHalli_Block5_SMB2.5_S11 | PV Solar Module String |  | CNHalli_BLOCK_5_SMB2.5 | - | 13.44 | 320W | - | 42 | Modules | Main Inventry | In Operation |  | In Warranty | Trina Solar Co. Ltd. | 2017-09-26 | 2027-09-26 | 120 | TED-A11042-1808-XSC-0109-0 | Trina Solar Co. Ltd. | HSEPL | TSM-320PD14 | [5 empty] | Bescom | HSEPL | Clean Solar Power Tumkur Private Limited | Meera Corporation Kr | 2023-03-15 | 12
CNHalli_Block5 | Modules | CNHalli_Block5_SMB2.5_S12 | PV Solar Module String |  | CNHalli_BLOCK_5_SMB2.5 | - | 13.44 | 320W | - | 42 | Modules | Main Inventry | In Operation |  | In Warranty | Trina Solar Co. Ltd. | 2017-09-26 | 2027-09-26 | 120 | TED-A11042-1808-XSC-0109-0 | Trina Solar Co. Ltd. | HSEPL | TSM-320PD14 | [5 empty] | Bescom | HSEPL | Clean Solar Power Tumkur Private Limited | Meera Corporation Kr | 2023-03-15 | 12
CNHalli_Block5 | Modules | CNHalli_Block5_SMB2.6_S1 | PV Solar Module String |  | CNHalli_BLOCK_5_SMB2.6 | - | 13.44 | 320W | - | 42 | Modules | Main Inventry | In Operation |  | In Warranty | Trina Solar Co. Ltd. | 2017-09-26 | 2027-09-26 | 120 | TED-A11042-1808-XSC-0109-0 | Trina Solar Co. Ltd. | HSEPL | TSM-320PD14 | [5 empty] | Bescom | HSEPL | Clean Solar Power Tumkur Private Limited | Meera Corporation Kr | 2023-03-15 | 12
CNHalli_Block5 | Modules | CNHalli_Block5_SMB2.6_S2 | PV Solar Module String |  | CNHalli_BLOCK_5_SMB2.6 | - | 13.44 | 320W | - | 42 | Modules | Main Inventry | In Operation |  | In Warranty | Trina Solar Co. Ltd. | 2017-09-26 | 2027-09-26 | 120 | TED-A11042-1808-XSC-0109-0 | Trina Solar Co. Ltd. | HSEPL | TSM-320PD14 | [5 empty] | Bescom | HSEPL | Clean Solar Power Tumkur Private Limited | Meera Corporation Kr | 2023-03-15 | 12
CNHalli_Block5 | Modules | CNHalli_Block5_SMB2.6_S3 | PV Solar Module String |  | CNHalli_BLOCK_5_SMB2.6 | - | 13.44 | 320W | - | 42 | Modules | Main Inventry | In Operation |  | In Warranty | Trina Solar Co. Ltd. | 2017-09-26 | 2027-09-26 | 120 | TED-A11042-1808-XSC-0109-0 | Trina Solar Co. Ltd. | HSEPL | TSM-320PD14 | [5 empty] | Bescom | HSEPL | Clean Solar Power Tumkur Private Limited | Meera Corporation Kr | 2023-03-15 | 12
CNHalli_Block5 | Modules | CNHalli_Block5_SMB2.6_S4 | PV Solar Module String |  | CNHalli_BLOCK_5_SMB2.6 | - | 13.44 | 320W | - | 42 | Modules | Main Inventry | In Operation |  | In Warranty | Trina Solar Co. Ltd. | 2017-09-26 | 2027-09-26 | 120 | TED-A11042-1808-XSC-0109-0 | Trina Solar Co. Ltd. | HSEPL | TSM-320PD14 | [5 empty] | Bescom | HSEPL | Clean Solar Power Tumkur Private Limited | Meera Corporation Kr | 2023-03-15 | 12
CNHalli_Block5 | Modules | CNHalli_Block5_SMB2.6_S5 | PV Solar Module String |  | CNHalli_BLOCK_5_SMB2.6 | - | 13.44 | 320W | - | 42 | Modules | Main Inventry | In Operation |  | In Warranty | Trina Solar Co. Ltd. | 2017-09-26 | 2027-09-26 | 120 | TED-A11042-1808-XSC-0109-0 | Trina Solar Co. Ltd. | HSEPL | TSM-320PD14 | [5 empty] | Bescom | HSEPL | Clean Solar Power Tumkur Private Limited | Meera Corporation Kr | 2023-03-15 | 12
CNHalli_Block5 | Modules | CNHalli_Block5_SMB2.6_S6 | PV Solar Module String |  | CNHalli_BLOCK_5_SMB2.6 | - | 13.44 | 320W | - | 42 | Modules | Main Inventry | In Operation |  | In Warranty | Trina Solar Co. Ltd. | 2017-09-26 | 2027-09-26 | 120 | TED-A11042-1808-XSC-0109-0 | Trina Solar Co. Ltd. | HSEPL | TSM-320PD14 | [5 empty] | Bescom | HSEPL | Clean Solar Power Tumkur Private Limited | Meera Corporation Kr | 2023-03-15 | 12
CNHalli_Block5 | Modules | CNHalli_Block5_SMB2.6_S7 | PV Solar Module String |  | CNHalli_BLOCK_5_SMB2.6 | - | 13.44 | 320W | - | 42 | Modules | Main Inventry | In Operation |  | In Warranty | Trina Solar Co. Ltd. | 2017-09-26 | 2027-09-26 | 120 | TED-A11042-1808-XSC-0109-0 | Trina Solar Co. Ltd. | HSEPL | TSM-320PD14 | [5 empty] | Bescom | HSEPL | Clean Solar Power Tumkur Private Limited | Meera Corporation Kr | 2023-03-15 | 12
CNHalli_Block5 | Modules | CNHalli_Block5_SMB2.6_S8 | PV Solar Module String |  | CNHalli_BLOCK_5_SMB2.6 | - | 13.44 | 320W | - | 42 | Modules | Main Inventry | In Operation |  | In Warranty | Trina Solar Co. Ltd. | 2017-09-26 | 2027-09-26 | 120 | TED-A11042-1808-XSC-0109-0 | Trina Solar Co. Ltd. | HSEPL | TSM-320PD14 | [5 empty] | Bescom | HSEPL | Clean Solar Power Tumkur Private Limited | Meera Corporation Kr | 2023-03-15 | 12
CNHalli_Block5 | Modules | CNHalli_Block5_SMB2.6_S9 | PV Solar Module String |  | CNHalli_BLOCK_5_SMB2.6 | - | 13.44 | 320W | - | 42 | Modules | Main Inventry | In Operation |  | In Warranty | Trina Solar Co. Ltd. | 2017-09-26 | 2027-09-26 | 120 | TED-A11042-1808-XSC-0109-0 | Trina Solar Co. Ltd. | HSEPL | TSM-320PD14 | [5 empty] | Bescom | HSEPL | Clean Solar Power Tumkur Private Limited | Meera Corporation Kr | 2023-03-15 | 12
CNHalli_Block5 | Modules | CNHalli_Block5_SMB2.6_S10 | PV Solar Module String |  | CNHalli_BLOCK_5_SMB2.6 | - | 13.44 | 320W | - | 42 | Modules | Main Inventry | In Operation |  | In Warranty | Trina Solar Co. Ltd. | 2017-09-26 | 2027-09-26 | 120 | TED-A11042-1808-XSC-0109-0 | Trina Solar Co. Ltd. | HSEPL | TSM-320PD14 | [5 empty] | Bescom | HSEPL | Clean Solar Power Tumkur Private Limited | Meera Corporation Kr | 2023-03-15 | 12
CNHalli_Block5 | Modules | CNHalli_Block5_SMB2.6_S11 | PV Solar Module String |  | CNHalli_BLOCK_5_SMB2.6 | - | 13.44 | 320W | - | 42 | Modules | Main Inventry | In Operation |  | In Warranty | Trina Solar Co. Ltd. | 2017-09-26 | 2027-09-26 | 120 | TED-A11042-1808-XSC-0109-0 | Trina Solar Co. Ltd. | HSEPL | TSM-320PD14 | [5 empty] | Bescom | HSEPL | Clean Solar Power Tumkur Private Limited | Meera Corporation Kr | 2023-03-15 | 12
CNHalli_Block5 | Modules | CNHalli_Block5_SMB2.6_S12 | PV Solar Module String |  | CNHalli_BLOCK_5_SMB2.6 | - | 13.44 | 320W | - | 42 | Modules | Main Inventry | In Operation |  | In Warranty | Trina Solar Co. Ltd. | 2017-09-26 | 2027-09-26 | 120 | TED-A11042-1808-XSC-0109-0 | Trina Solar Co. Ltd. | HSEPL | TSM-320PD14 | [5 empty] | Bescom | HSEPL | Clean Solar Power Tumkur Private Limited | Meera Corporation Kr | 2023-03-15 | 12
CNHalli_Block5 | Modules | CNHalli_Block5_SMB2.7_S1 | PV Solar Module String |  | CNHalli_BLOCK_5_SMB2.7 | - | 13.44 | 320W | - | 42 | Modules | Main Inventry | In Operation |  | In Warranty | Trina Solar Co. Ltd. | 2017-09-26 | 2027-09-26 | 120 | TED-A11042-1808-XSC-0109-0 | Trina Solar Co. Ltd. | HSEPL | TSM-320PD14 | [5 empty] | Bescom | HSEPL | Clean Solar Power Tumkur Private Limited | Meera Corporation Kr | 2023-03-15 | 12
CNHalli_Block5 | Modules | CNHalli_Block5_SMB2.7_S2 | PV Solar Module String |  | CNHalli_BLOCK_5_SMB2.7 | - | 13.44 | 320W | - | 42 | Modules | Main Inventry | In Operation |  | In Warranty | Trina Solar Co. Ltd. | 2017-09-26 | 2027-09-26 | 120 | TED-A11042-1808-XSC-0109-0 | Trina Solar Co. Ltd. | HSEPL | TSM-320PD14 | [5 empty] | Bescom | HSEPL | Clean Solar Power Tumkur Private Limited | Meera Corporation Kr | 2023-03-15 | 12
CNHalli_Block5 | Modules | CNHalli_Block5_SMB2.7_S3 | PV Solar Module String |  | CNHalli_BLOCK_5_SMB2.7 | - | 13.44 | 320W | - | 42 | Modules | Main Inventry | In Operation |  | In Warranty | Trina Solar Co. Ltd. | 2017-09-26 | 2027-09-26 | 120 | TED-A11042-1808-XSC-0109-0 | Trina Solar Co. Ltd. | HSEPL | TSM-320PD14 | [5 empty] | Bescom | HSEPL | Clean Solar Power Tumkur Private Limited | Meera Corporation Kr | 2023-03-15 | 12
CNHalli_Block5 | Modules | CNHalli_Block5_SMB2.7_S4 | PV Solar Module String |  | CNHalli_BLOCK_5_SMB2.7 | - | 13.44 | 320W | - | 42 | Modules | Main Inventry | In Operation |  | In Warranty | Trina Solar Co. Ltd. | 2017-09-26 | 2027-09-26 | 120 | TED-A11042-1808-XSC-0109-0 | Trina Solar Co. Ltd. | HSEPL | TSM-320PD14 | [5 empty] | Bescom | HSEPL | Clean Solar Power Tumkur Private Limited | Meera Corporation Kr | 2023-03-15 | 12
CNHalli_Block5 | Modules | CNHalli_Block5_SMB2.7_S5 | PV Solar Module String |  | CNHalli_BLOCK_5_SMB2.7 | - | 13.44 | 320W | - | 42 | Modules | Main Inventry | In Operation |  | In Warranty | Trina Solar Co. Ltd. | 2017-09-26 | 2027-09-26 | 120 | TED-A11042-1808-XSC-0109-0 | Trina Solar Co. Ltd. | HSEPL | TSM-320PD14 | [5 empty] | Bescom | HSEPL | Clean Solar Power Tumkur Private Limited | Meera Corporation Kr | 2023-03-15 | 12
CNHalli_Block5 | Modules | CNHalli_Block5_SMB2.7_S6 | PV Solar Module String |  | CNHalli_BLOCK_5_SMB2.7 | - | 13.44 | 320W | - | 42 | Modules | Main Inventry | In Operation |  | In Warranty | Trina Solar Co. Ltd. | 2017-09-26 | 2027-09-26 | 120 | TED-A11042-1808-XSC-0109-0 | Trina Solar Co. Ltd. | HSEPL | TSM-320PD14 | [5 empty] | Bescom | HSEPL | Clean Solar Power Tumkur Private Limited | Meera Corporation Kr | 2023-03-15 | 12
CNHalli_Block5 | Modules | CNHalli_Block5_SMB2.7_S7 | PV Solar Module String |  | CNHalli_BLOCK_5_SMB2.7 | - | 13.44 | 320W | - | 42 | Modules | Main Inventry | In Operation |  | In Warranty | Trina Solar Co. Ltd. | 2017-09-26 | 2027-09-26 | 120 | TED-A11042-1808-XSC-0109-0 | Trina Solar Co. Ltd. | HSEPL | TSM-320PD14 | [5 empty] | Bescom | HSEPL | Clean Solar Power Tumkur Private Limited | Meera Corporation Kr | 2023-03-15 | 12
CNHalli_Block5 | Modules | CNHalli_Block5_SMB2.7_S8 | PV Solar Module String |  | CNHalli_BLOCK_5_SMB2.7 | - | 13.44 | 320W | - | 42 | Modules | Main Inventry | In Operation |  | In Warranty | Trina Solar Co. Ltd. | 2017-09-26 | 2027-09-26 | 120 | TED-A11042-1808-XSC-0109-0 | Trina Solar Co. Ltd. | HSEPL | TSM-320PD14 | [5 empty] | Bescom | HSEPL | Clean Solar Power Tumkur Private Limited | Meera Corporation Kr | 2023-03-15 | 12
CNHalli_Block5 | Modules | CNHalli_Block5_SMB2.7_S9 | PV Solar Module String |  | CNHalli_BLOCK_5_SMB2.7 | - | 13.44 | 320W | - | 42 | Modules | Main Inventry | In Operation |  | In Warranty | Trina Solar Co. Ltd. | 2017-09-26 | 2027-09-26 | 120 | TED-A11042-1808-XSC-0109-0 | Trina Solar Co. Ltd. | HSEPL | TSM-320PD14 | [5 empty] | Bescom | HSEPL | Clean Solar Power Tumkur Private Limited | Meera Corporation Kr | 2023-03-15 | 12
CNHalli_Block5 | Modules | CNHalli_Block5_SMB2.7_S10 | PV Solar Module String |  | CNHalli_BLOCK_5_SMB2.7 | - | 13.44 | 320W | - | 42 | Modules | Main Inventry | In Operation |  | In Warranty | Trina Solar Co. Ltd. | 2017-09-26 | 2027-09-26 | 120 | TED-A11042-1808-XSC-0109-0 | Trina Solar Co. Ltd. | HSEPL | TSM-320PD14 | [5 empty] | Bescom | HSEPL | Clean Solar Power Tumkur Private Limited | Meera Corporation Kr | 2023-03-15 | 12
CNHalli_Block5 | Modules | CNHalli_Block5_SMB3.1_S1 | PV Solar Module String |  | CNHalli_BLOCK_5_SMB3.1 | - | 13.44 | 320W | - | 42 | Modules | Main Inventry | In Operation |  | In Warranty | Trina Solar Co. Ltd. | 2017-09-26 | 2027-09-26 | 120 | TED-A11042-1808-XSC-0109-0 | Trina Solar Co. Ltd. | HSEPL | TSM-320PD14 | [5 empty] | Bescom | HSEPL | Clean Solar Power Tumkur Private Limited | Meera Corporation Kr | 2023-03-15 | 12
CNHalli_Block5 | Modules | CNHalli_Block5_SMB3.1_S2 | PV Solar Module String |  | CNHalli_BLOCK_5_SMB3.1 | - | 13.44 | 320W | - | 42 | Modules | Main Inventry | In Operation |  | In Warranty | Trina Solar Co. Ltd. | 2017-09-26 | 2027-09-26 | 120 | TED-A11042-1808-XSC-0109-0 | Trina Solar Co. Ltd. | HSEPL | TSM-320PD14 | [5 empty] | Bescom | HSEPL | Clean Solar Power Tumkur Private Limited | Meera Corporation Kr | 2023-03-15 | 12
CNHalli_Block5 | Modules | CNHalli_Block5_SMB3.1_S3 | PV Solar Module String |  | CNHalli_BLOCK_5_SMB3.1 | - | 13.44 | 320W | - | 42 | Modules | Main Inventry | In Operation |  | In Warranty | Trina Solar Co. Ltd. | 2017-09-26 | 2027-09-26 | 120 | TED-A11042-1808-XSC-0109-0 | Trina Solar Co. Ltd. | HSEPL | TSM-320PD14 | [5 empty] | Bescom | HSEPL | Clean Solar Power Tumkur Private Limited | Meera Corporation Kr | 2023-03-15 | 12
CNHalli_Block5 | Modules | CNHalli_Block5_SMB3.1_S4 | PV Solar Module String |  | CNHalli_BLOCK_5_SMB3.1 | - | 13.44 | 320W | - | 42 | Modules | Main Inventry | In Operation |  | In Warranty | Trina Solar Co. Ltd. | 2017-09-26 | 2027-09-26 | 120 | TED-A11042-1808-XSC-0109-0 | Trina Solar Co. Ltd. | HSEPL | TSM-320PD14 | [5 empty] | Bescom | HSEPL | Clean Solar Power Tumkur Private Limited | Meera Corporation Kr | 2023-03-15 | 12
CNHalli_Block5 | Modules | CNHalli_Block5_SMB3.1_S5 | PV Solar Module String |  | CNHalli_BLOCK_5_SMB3.1 | - | 13.44 | 320W | - | 42 | Modules | Main Inventry | In Operation |  | In Warranty | Trina Solar Co. Ltd. | 2017-09-26 | 2027-09-26 | 120 | TED-A11042-1808-XSC-0109-0 | Trina Solar Co. Ltd. | HSEPL | TSM-320PD14 | [5 empty] | Bescom | HSEPL | Clean Solar Power Tumkur Private Limited | Meera Corporation Kr | 2023-03-15 | 12
CNHalli_Block5 | Modules | CNHalli_Block5_SMB3.1_S6 | PV Solar Module String |  | CNHalli_BLOCK_5_SMB3.1 | - | 13.44 | 320W | - | 42 | Modules | Main Inventry | In Operation |  | In Warranty | Trina Solar Co. Ltd. | 2017-09-26 | 2027-09-26 | 120 | TED-A11042-1808-XSC-0109-0 | Trina Solar Co. Ltd. | HSEPL | TSM-320PD14 | [5 empty] | Bescom | HSEPL | Clean Solar Power Tumkur Private Limited | Meera Corporation Kr | 2023-03-15 | 12
CNHalli_Block5 | Modules | CNHalli_Block5_SMB3.1_S7 | PV Solar Module String |  | CNHalli_BLOCK_5_SMB3.1 | - | 13.44 | 320W | - | 42 | Modules | Main Inventry | In Operation |  | In Warranty | Trina Solar Co. Ltd. | 2017-09-26 | 2027-09-26 | 120 | TED-A11042-1808-XSC-0109-0 | Trina Solar Co. Ltd. | HSEPL | TSM-320PD14 | [5 empty] | Bescom | HSEPL | Clean Solar Power Tumkur Private Limited | Meera Corporation Kr | 2023-03-15 | 12
CNHalli_Block5 | Modules | CNHalli_Block5_SMB3.1_S8 | PV Solar Module String |  | CNHalli_BLOCK_5_SMB3.1 | - | 13.44 | 320W | - | 42 | Modules | Main Inventry | In Operation |  | In Warranty | Trina Solar Co. Ltd. | 2017-09-26 | 2027-09-26 | 120 | TED-A11042-1808-XSC-0109-0 | Trina Solar Co. Ltd. | HSEPL | TSM-320PD14 | [5 empty] | Bescom | HSEPL | Clean Solar Power Tumkur Private Limited | Meera Corporation Kr | 2023-03-15 | 12
CNHalli_Block5 | Modules | CNHalli_Block5_SMB3.1_S9 | PV Solar Module String |  | CNHalli_BLOCK_5_SMB3.1 | - | 13.44 | 320W | - | 42 | Modules | Main Inventry | In Operation |  | In Warranty | Trina Solar Co. Ltd. | 2017-09-26 | 2027-09-26 | 120 | TED-A11042-1808-XSC-0109-0 | Trina Solar Co. Ltd. | HSEPL | TSM-320PD14 | [5 empty] | Bescom | HSEPL | Clean Solar Power Tumkur Private Limited | Meera Corporation Kr | 2023-03-15 | 12
CNHalli_Block5 | Modules | CNHalli_Block5_SMB3.1_S10 | PV Solar Module String |  | CNHalli_BLOCK_5_SMB3.1 | - | 13.44 | 320W | - | 42 | Modules | Main Inventry | In Operation |  | In Warranty | Trina Solar Co. Ltd. | 2017-09-26 | 2027-09-26 | 120 | TED-A11042-1808-XSC-0109-0 | Trina Solar Co. Ltd. | HSEPL | TSM-320PD14 | [5 empty] | Bescom | HSEPL | Clean Solar Power Tumkur Private Limited | Meera Corporation Kr | 2023-03-15 | 12
CNHalli_Block5 | Modules | CNHalli_Block5_SMB3.1_S11 | PV Solar Module String |  | CNHalli_BLOCK_5_SMB3.1 | - | 13.44 | 320W | - | 42 | Modules | Main Inventry | In Operation |  | In Warranty | Trina Solar Co. Ltd. | 2017-09-26 | 2027-09-26 | 120 | TED-A11042-1808-XSC-0109-0 | Trina Solar Co. Ltd. | HSEPL | TSM-320PD14 | [5 empty] | Bescom | HSEPL | Clean Solar Power Tumkur Private Limited | Meera Corporation Kr | 2023-03-15 | 12
CNHalli_Block5 | Modules | CNHalli_Block5_SMB3.1_S12 | PV Solar Module String |  | CNHalli_BLOCK_5_SMB3.1 | - | 13.44 | 320W | - | 42 | Modules | Main Inventry | In Operation |  | In Warranty | Trina Solar Co. Ltd. | 2017-09-26 | 2027-09-26 | 120 | TED-A11042-1808-XSC-0109-0 | Trina Solar Co. Ltd. | HSEPL | TSM-320PD14 | [5 empty] | Bescom | HSEPL | Clean Solar Power Tumkur Private Limited | Meera Corporation Kr | 2023-03-15 | 12
CNHalli_Block5 | Modules | CNHalli_Block5_SMB3.2_S1 | PV Solar Module String |  | CNHalli_BLOCK_5_SMB3.2 | - | 13.44 | 320W | - | 42 | Modules | Main Inventry | In Operation |  | In Warranty | Trina Solar Co. Ltd. | 2017-09-26 | 2027-09-26 | 120 | TED-A11042-1808-XSC-0109-0 | Trina Solar Co. Ltd. | HSEPL | TSM-320PD14 | [5 empty] | Bescom | HSEPL | Clean Solar Power Tumkur Private Limited | Meera Corporation Kr | 2023-03-15 | 12
CNHalli_Block5 | Modules | CNHalli_Block5_SMB3.2_S2 | PV Solar Module String |  | CNHalli_BLOCK_5_SMB3.2 | - | 13.44 | 320W | - | 42 | Modules | Main Inventry | In Operation |  | In Warranty | Trina Solar Co. Ltd. | 2017-09-26 | 2027-09-26 | 120 | TED-A11042-1808-XSC-0109-0 | Trina Solar Co. Ltd. | HSEPL | TSM-320PD14 | [5 empty] | Bescom | HSEPL | Clean Solar Power Tumkur Private Limited | Meera Corporation Kr | 2023-03-15 | 12
CNHalli_Block5 | Modules | CNHalli_Block5_SMB3.2_S3 | PV Solar Module String |  | CNHalli_BLOCK_5_SMB3.2 | - | 13.44 | 320W | - | 42 | Modules | Main Inventry | In Operation |  | In Warranty | Trina Solar Co. Ltd. | 2017-09-26 | 2027-09-26 | 120 | TED-A11042-1808-XSC-0109-0 | Trina Solar Co. Ltd. | HSEPL | TSM-320PD14 | [5 empty] | Bescom | HSEPL | Clean Solar Power Tumkur Private Limited | Meera Corporation Kr | 2023-03-15 | 12
CNHalli_Block5 | Modules | CNHalli_Block5_SMB3.2_S4 | PV Solar Module String |  | CNHalli_BLOCK_5_SMB3.2 | - | 13.44 | 320W | - | 42 | Modules | Main Inventry | In Operation |  | In Warranty | Trina Solar Co. Ltd. | 2017-09-26 | 2027-09-26 | 120 | TED-A11042-1808-XSC-0109-0 | Trina Solar Co. Ltd. | HSEPL | TSM-320PD14 | [5 empty] | Bescom | HSEPL | Clean Solar Power Tumkur Private Limited | Meera Corporation Kr | 2023-03-15 | 12
CNHalli_Block5 | Modules | CNHalli_Block5_SMB3.2_S5 | PV Solar Module String |  | CNHalli_BLOCK_5_SMB3.2 | - | 13.44 | 320W | - | 42 | Modules | Main Inventry | In Operation |  | In Warranty | Trina Solar Co. Ltd. | 2017-09-26 | 2027-09-26 | 120 | TED-A11042-1808-XSC-0109-0 | Trina Solar Co. Ltd. | HSEPL | TSM-320PD14 | [5 empty] | Bescom | HSEPL | Clean Solar Power Tumkur Private Limited | Meera Corporation Kr | 2023-03-15 | 12
CNHalli_Block5 | Modules | CNHalli_Block5_SMB3.2_S6 | PV Solar Module String |  | CNHalli_BLOCK_5_SMB3.2 | - | 13.44 | 320W | - | 42 | Modules | Main Inventry | In Operation |  | In Warranty | Trina Solar Co. Ltd. | 2017-09-26 | 2027-09-26 | 120 | TED-A11042-1808-XSC-0109-0 | Trina Solar Co. Ltd. | HSEPL | TSM-320PD14 | [5 empty] | Bescom | HSEPL | Clean Solar Power Tumkur Private Limited | Meera Corporation Kr | 2023-03-15 | 12
CNHalli_Block5 | Modules | CNHalli_Block5_SMB3.2_S7 | PV Solar Module String |  | CNHalli_BLOCK_5_SMB3.2 | - | 13.44 | 320W | - | 42 | Modules | Main Inventry | In Operation |  | In Warranty | Trina Solar Co. Ltd. | 2017-09-26 | 2027-09-26 | 120 | TED-A11042-1808-XSC-0109-0 | Trina Solar Co. Ltd. | HSEPL | TSM-320PD14 | [5 empty] | Bescom | HSEPL | Clean Solar Power Tumkur Private Limited | Meera Corporation Kr | 2023-03-15 | 12
CNHalli_Block5 | Modules | CNHalli_Block5_SMB3.2_S8 | PV Solar Module String |  | CNHalli_BLOCK_5_SMB3.2 | - | 13.44 | 320W | - | 42 | Modules | Main Inventry | In Operation |  | In Warranty | Trina Solar Co. Ltd. | 2017-09-26 | 2027-09-26 | 120 | TED-A11042-1808-XSC-0109-0 | Trina Solar Co. Ltd. | HSEPL | TSM-320PD14 | [5 empty] | Bescom | HSEPL | Clean Solar Power Tumkur Private Limited | Meera Corporation Kr | 2023-03-15 | 12
CNHalli_Block5 | Modules | CNHalli_Block5_SMB3.2_S9 | PV Solar Module String |  | CNHalli_BLOCK_5_SMB3.2 | - | 13.44 | 320W | - | 42 | Modules | Main Inventry | In Operation |  | In Warranty | Trina Solar Co. Ltd. | 2017-09-26 | 2027-09-26 | 120 | TED-A11042-1808-XSC-0109-0 | Trina Solar Co. Ltd. | HSEPL | TSM-320PD14 | [5 empty] | Bescom | HSEPL | Clean Solar Power Tumkur Private Limited | Meera Corporation Kr | 2023-03-15 | 12
CNHalli_Block5 | Modules | CNHalli_Block5_SMB3.2_S10 | PV Solar Module String |  | CNHalli_BLOCK_5_SMB3.2 | - | 13.44 | 320W | - | 42 | Modules | Main Inventry | In Operation |  | In Warranty | Trina Solar Co. Ltd. | 2017-09-26 | 2027-09-26 | 120 | TED-A11042-1808-XSC-0109-0 | Trina Solar Co. Ltd. | HSEPL | TSM-320PD14 | [5 empty] | Bescom | HSEPL | Clean Solar Power Tumkur Private Limited | Meera Corporation Kr | 2023-03-15 | 12
CNHalli_Block5 | Modules | CNHalli_Block5_SMB3.2_S11 | PV Solar Module String |  | CNHalli_BLOCK_5_SMB3.2 | - | 13.44 | 320W | - | 42 | Modules | Main Inventry | In Operation |  | In Warranty | Trina Solar Co. Ltd. | 2017-09-26 | 2027-09-26 | 120 | TED-A11042-1808-XSC-0109-0 | Trina Solar Co. Ltd. | HSEPL | TSM-320PD14 | [5 empty] | Bescom | HSEPL | Clean Solar Power Tumkur Private Limited | Meera Corporation Kr | 2023-03-15 | 12
CNHalli_Block5 | Modules | CNHalli_Block5_SMB3.2_S12 | PV Solar Module String |  | CNHalli_BLOCK_5_SMB3.2 | - | 13.44 | 320W | - | 42 | Modules | Main Inventry | In Operation |  | In Warranty | Trina Solar Co. Ltd. | 2017-09-26 | 2027-09-26 | 120 | TED-A11042-1808-XSC-0109-0 | Trina Solar Co. Ltd. | HSEPL | TSM-320PD14 | [5 empty] | Bescom | HSEPL | Clean Solar Power Tumkur Private Limited | Meera Corporation Kr | 2023-03-15 | 12
CNHalli_Block5 | Modules | CNHalli_Block5_SMB3.3_S1 | PV Solar Module String |  | CNHalli_BLOCK_5_SMB3.3 | - | 13.44 | 320W | - | 42 | Modules | Main Inventry | In Operation |  | In Warranty | Trina Solar Co. Ltd. | 2017-09-26 | 2027-09-26 | 120 | TED-A11042-1808-XSC-0109-0 | Trina Solar Co. Ltd. | HSEPL | TSM-320PD14 | [5 empty] | Bescom | HSEPL | Clean Solar Power Tumkur Private Limited | Meera Corporation Kr | 2023-03-15 | 12
CNHalli_Block5 | Modules | CNHalli_Block5_SMB3.3_S2 | PV Solar Module String |  | CNHalli_BLOCK_5_SMB3.3 | - | 13.44 | 320W | - | 42 | Modules | Main Inventry | In Operation |  | In Warranty | Trina Solar Co. Ltd. | 2017-09-26 | 2027-09-26 | 120 | TED-A11042-1808-XSC-0109-0 | Trina Solar Co. Ltd. | HSEPL | TSM-320PD14 | [5 empty] | Bescom | HSEPL | Clean Solar Power Tumkur Private Limited | Meera Corporation Kr | 2023-03-15 | 12
CNHalli_Block5 | Modules | CNHalli_Block5_SMB3.3_S3 | PV Solar Module String |  | CNHalli_BLOCK_5_SMB3.3 | - | 13.44 | 320W | - | 42 | Modules | Main Inventry | In Operation |  | In Warranty | Trina Solar Co. Ltd. | 2017-09-26 | 2027-09-26 | 120 | TED-A11042-1808-XSC-0109-0 | Trina Solar Co. Ltd. | HSEPL | TSM-320PD14 | [5 empty] | Bescom | HSEPL | Clean Solar Power Tumkur Private Limited | Meera Corporation Kr | 2023-03-15 | 12
CNHalli_Block5 | Modules | CNHalli_Block5_SMB3.3_S4 | PV Solar Module String |  | CNHalli_BLOCK_5_SMB3.3 | - | 13.44 | 320W | - | 42 | Modules | Main Inventry | In Operation |  | In Warranty | Trina Solar Co. Ltd. | 2017-09-26 | 2027-09-26 | 120 | TED-A11042-1808-XSC-0109-0 | Trina Solar Co. Ltd. | HSEPL | TSM-320PD14 | [5 empty] | Bescom | HSEPL | Clean Solar Power Tumkur Private Limited | Meera Corporation Kr | 2023-03-15 | 12
CNHalli_Block5 | Modules | CNHalli_Block5_SMB3.3_S5 | PV Solar Module String |  | CNHalli_BLOCK_5_SMB3.3 | - | 13.44 | 320W | - | 42 | Modules | Main Inventry | In Operation |  | In Warranty | Trina Solar Co. Ltd. | 2017-09-26 | 2027-09-26 | 120 | TED-A11042-1808-XSC-0109-0 | Trina Solar Co. Ltd. | HSEPL | TSM-320PD14 | [5 empty] | Bescom | HSEPL | Clean Solar Power Tumkur Private Limited | Meera Corporation Kr | 2023-03-15 | 12
CNHalli_Block5 | Modules | CNHalli_Block5_SMB3.3_S6 | PV Solar Module String |  | CNHalli_BLOCK_5_SMB3.3 | - | 13.44 | 320W | - | 42 | Modules | Main Inventry | In Operation |  | In Warranty | Trina Solar Co. Ltd. | 2017-09-26 | 2027-09-26 | 120 | TED-A11042-1808-XSC-0109-0 | Trina Solar Co. Ltd. | HSEPL | TSM-320PD14 | [5 empty] | Bescom | HSEPL | Clean Solar Power Tumkur Private Limited | Meera Corporation Kr | 2023-03-15 | 12
CNHalli_Block5 | Modules | CNHalli_Block5_SMB3.3_S7 | PV Solar Module String |  | CNHalli_BLOCK_5_SMB3.3 | - | 13.44 | 320W | - | 42 | Modules | Main Inventry | In Operation |  | In Warranty | Trina Solar Co. Ltd. | 2017-09-26 | 2027-09-26 | 120 | TED-A11042-1808-XSC-0109-0 | Trina Solar Co. Ltd. | HSEPL | TSM-320PD14 | [5 empty] | Bescom | HSEPL | Clean Solar Power Tumkur Private Limited | Meera Corporation Kr | 2023-03-15 | 12
CNHalli_Block5 | Modules | CNHalli_Block5_SMB3.3_S8 | PV Solar Module String |  | CNHalli_BLOCK_5_SMB3.3 | - | 13.44 | 320W | - | 42 | Modules | Main Inventry | In Operation |  | In Warranty | Trina Solar Co. Ltd. | 2017-09-26 | 2027-09-26 | 120 | TED-A11042-1808-XSC-0109-0 | Trina Solar Co. Ltd. | HSEPL | TSM-320PD14 | [5 empty] | Bescom | HSEPL | Clean Solar Power Tumkur Private Limited | Meera Corporation Kr | 2023-03-15 | 12
CNHalli_Block5 | Modules | CNHalli_Block5_SMB3.3_S9 | PV Solar Module String |  | CNHalli_BLOCK_5_SMB3.3 | - | 13.44 | 320W | - | 42 | Modules | Main Inventry | In Operation |  | In Warranty | Trina Solar Co. Ltd. | 2017-09-26 | 2027-09-26 | 120 | TED-A11042-1808-XSC-0109-0 | Trina Solar Co. Ltd. | HSEPL | TSM-320PD14 | [5 empty] | Bescom | HSEPL | Clean Solar Power Tumkur Private Limited | Meera Corporation Kr | 2023-03-15 | 12
CNHalli_Block5 | Modules | CNHalli_Block5_SMB3.3_S10 | PV Solar Module String |  | CNHalli_BLOCK_5_SMB3.3 | - | 13.44 | 320W | - | 42 | Modules | Main Inventry | In Operation |  | In Warranty | Trina Solar Co. Ltd. | 2017-09-26 | 2027-09-26 | 120 | TED-A11042-1808-XSC-0109-0 | Trina Solar Co. Ltd. | HSEPL | TSM-320PD14 | [5 empty] | Bescom | HSEPL | Clean Solar Power Tumkur Private Limited | Meera Corporation Kr | 2023-03-15 | 12
CNHalli_Block5 | Modules | CNHalli_Block5_SMB3.3_S11 | PV Solar Module String |  | CNHalli_BLOCK_5_SMB3.3 | - | 13.44 | 320W | - | 42 | Modules | Main Inventry | In Operation |  | In Warranty | Trina Solar Co. Ltd. | 2017-09-26 | 2027-09-26 | 120 | TED-A11042-1808-XSC-0109-0 | Trina Solar Co. Ltd. | HSEPL | TSM-320PD14 | [5 empty] | Bescom | HSEPL | Clean Solar Power Tumkur Private Limited | Meera Corporation Kr | 2023-03-15 | 12
CNHalli_Block5 | Modules | CNHalli_Block5_SMB3.3_S12 | PV Solar Module String |  | CNHalli_BLOCK_5_SMB3.3 | - | 13.44 | 320W | - | 42 | Modules | Main Inventry | In Operation |  | In Warranty | Trina Solar Co. Ltd. | 2017-09-26 | 2027-09-26 | 120 | TED-A11042-1808-XSC-0109-0 | Trina Solar Co. Ltd. | HSEPL | TSM-320PD14 | [5 empty] | Bescom | HSEPL | Clean Solar Power Tumkur Private Limited | Meera Corporation Kr | 2023-03-15 | 12
CNHalli_Block5 | Modules | CNHalli_Block5_SMB3.4_S1 | PV Solar Module String |  | CNHalli_BLOCK_5_SMB3.4 | - | 13.44 | 320W | - | 42 | Modules | Main Inventry | In Operation |  | In Warranty | Trina Solar Co. Ltd. | 2017-09-26 | 2027-09-26 | 120 | TED-A11042-1808-XSC-0109-0 | Trina Solar Co. Ltd. | HSEPL | TSM-320PD14 | [5 empty] | Bescom | HSEPL | Clean Solar Power Tumkur Private Limited | Meera Corporation Kr | 2023-03-15 | 12
CNHalli_Block5 | Modules | CNHalli_Block5_SMB3.4_S2 | PV Solar Module String |  | CNHalli_BLOCK_5_SMB3.4 | - | 13.44 | 320W | - | 42 | Modules | Main Inventry | In Operation |  | In Warranty | Trina Solar Co. Ltd. | 2017-09-26 | 2027-09-26 | 120 | TED-A11042-1808-XSC-0109-0 | Trina Solar Co. Ltd. | HSEPL | TSM-320PD14 | [5 empty] | Bescom | HSEPL | Clean Solar Power Tumkur Private Limited | Meera Corporation Kr | 2023-03-15 | 12
CNHalli_Block5 | Modules | CNHalli_Block5_SMB3.4_S3 | PV Solar Module String |  | CNHalli_BLOCK_5_SMB3.4 | - | 13.44 | 320W | - | 42 | Modules | Main Inventry | In Operation |  | In Warranty | Trina Solar Co. Ltd. | 2017-09-26 | 2027-09-26 | 120 | TED-A11042-1808-XSC-0109-0 | Trina Solar Co. Ltd. | HSEPL | TSM-320PD14 | [5 empty] | Bescom | HSEPL | Clean Solar Power Tumkur Private Limited | Meera Corporation Kr | 2023-03-15 | 12
CNHalli_Block5 | Modules | CNHalli_Block5_SMB3.4_S4 | PV Solar Module String |  | CNHalli_BLOCK_5_SMB3.4 | - | 13.44 | 320W | - | 42 | Modules | Main Inventry | In Operation |  | In Warranty | Trina Solar Co. Ltd. | 2017-09-26 | 2027-09-26 | 120 | TED-A11042-1808-XSC-0109-0 | Trina Solar Co. Ltd. | HSEPL | TSM-320PD14 | [5 empty] | Bescom | HSEPL | Clean Solar Power Tumkur Private Limited | Meera Corporation Kr | 2023-03-15 | 12
CNHalli_Block5 | Modules | CNHalli_Block5_SMB3.4_S5 | PV Solar Module String |  | CNHalli_BLOCK_5_SMB3.4 | - | 13.44 | 320W | - | 42 | Modules | Main Inventry | In Operation |  | In Warranty | Trina Solar Co. Ltd. | 2017-09-26 | 2027-09-26 | 120 | TED-A11042-1808-XSC-0109-0 | Trina Solar Co. Ltd. | HSEPL | TSM-320PD14 | [5 empty] | Bescom | HSEPL | Clean Solar Power Tumkur Private Limited | Meera Corporation Kr | 2023-03-15 | 12
CNHalli_Block5 | Modules | CNHalli_Block5_SMB3.4_S6 | PV Solar Module String |  | CNHalli_BLOCK_5_SMB3.4 | - | 13.44 | 320W | - | 42 | Modules | Main Inventry | In Operation |  | In Warranty | Trina Solar Co. Ltd. | 2017-09-26 | 2027-09-26 | 120 | TED-A11042-1808-XSC-0109-0 | Trina Solar Co. Ltd. | HSEPL | TSM-320PD14 | [5 empty] | Bescom | HSEPL | Clean Solar Power Tumkur Private Limited | Meera Corporation Kr | 2023-03-15 | 12
CNHalli_Block5 | Modules | CNHalli_Block5_SMB3.4_S7 | PV Solar Module String |  | CNHalli_BLOCK_5_SMB3.4 | - | 13.44 | 320W | - | 42 | Modules | Main Inventry | In Operation |  | In Warranty | Trina Solar Co. Ltd. | 2017-09-26 | 2027-09-26 | 120 | TED-A11042-1808-XSC-0109-0 | Trina Solar Co. Ltd. | HSEPL | TSM-320PD14 | [5 empty] | Bescom | HSEPL | Clean Solar Power Tumkur Private Limited | Meera Corporation Kr | 2023-03-15 | 12
CNHalli_Block5 | Modules | CNHalli_Block5_SMB3.4_S8 | PV Solar Module String |  | CNHalli_BLOCK_5_SMB3.4 | - | 13.44 | 320W | - | 42 | Modules | Main Inventry | In Operation |  | In Warranty | Trina Solar Co. Ltd. | 2017-09-26 | 2027-09-26 | 120 | TED-A11042-1808-XSC-0109-0 | Trina Solar Co. Ltd. | HSEPL | TSM-320PD14 | [5 empty] | Bescom | HSEPL | Clean Solar Power Tumkur Private Limited | Meera Corporation Kr | 2023-03-15 | 12
CNHalli_Block5 | Modules | CNHalli_Block5_SMB3.4_S9 | PV Solar Module String |  | CNHalli_BLOCK_5_SMB3.4 | - | 13.44 | 320W | - | 42 | Modules | Main Inventry | In Operation |  | In Warranty | Trina Solar Co. Ltd. | 2017-09-26 | 2027-09-26 | 120 | TED-A11042-1808-XSC-0109-0 | Trina Solar Co. Ltd. | HSEPL | TSM-320PD14 | [5 empty] | Bescom | HSEPL | Clean Solar Power Tumkur Private Limited | Meera Corporation Kr | 2023-03-15 | 12
CNHalli_Block5 | Modules | CNHalli_Block5_SMB3.4_S10 | PV Solar Module String |  | CNHalli_BLOCK_5_SMB3.4 | - | 13.44 | 320W | - | 42 | Modules | Main Inventry | In Operation |  | In Warranty | Trina Solar Co. Ltd. | 2017-09-26 | 2027-09-26 | 120 | TED-A11042-1808-XSC-0109-0 | Trina Solar Co. Ltd. | HSEPL | TSM-320PD14 | [5 empty] | Bescom | HSEPL | Clean Solar Power Tumkur Private Limited | Meera Corporation Kr | 2023-03-15 | 12
CNHalli_Block5 | Modules | CNHalli_Block5_SMB3.4_S11 | PV Solar Module String |  | CNHalli_BLOCK_5_SMB3.4 | - | 13.44 | 320W | - | 42 | Modules | Main Inventry | In Operation |  | In Warranty | Trina Solar Co. Ltd. | 2017-09-26 | 2027-09-26 | 120 | TED-A11042-1808-XSC-0109-0 | Trina Solar Co. Ltd. | HSEPL | TSM-320PD14 | [5 empty] | Bescom | HSEPL | Clean Solar Power Tumkur Private Limited | Meera Corporation Kr | 2023-03-15 | 12
CNHalli_Block5 | Modules | CNHalli_Block5_SMB3.4_S12 | PV Solar Module String |  | CNHalli_BLOCK_5_SMB3.4 | - | 13.44 | 320W | - | 42 | Modules | Main Inventry | In Operation |  | In Warranty | Trina Solar Co. Ltd. | 2017-09-26 | 2027-09-26 | 120 | TED-A11042-1808-XSC-0109-0 | Trina Solar Co. Ltd. | HSEPL | TSM-320PD14 | [5 empty] | Bescom | HSEPL | Clean Solar Power Tumkur Private Limited | Meera Corporation Kr | 2023-03-15 | 12
CNHalli_Block5 | Modules | CNHalli_Block5_SMB3.5_S1 | PV Solar Module String |  | CNHalli_BLOCK_5_SMB3.5 | - | 13.44 | 320W | - | 42 | Modules | Main Inventry | In Operation |  | In Warranty | Trina Solar Co. Ltd. | 2017-09-26 | 2027-09-26 | 120 | TED-A11042-1808-XSC-0109-0 | Trina Solar Co. Ltd. | HSEPL | TSM-320PD14 | [5 empty] | Bescom | HSEPL | Clean Solar Power Tumkur Private Limited | Meera Corporation Kr | 2023-03-15 | 12
CNHalli_Block5 | Modules | CNHalli_Block5_SMB3.5_S2 | PV Solar Module String |  | CNHalli_BLOCK_5_SMB3.5 | - | 13.44 | 320W | - | 42 | Modules | Main Inventry | In Operation |  | In Warranty | Trina Solar Co. Ltd. | 2017-09-26 | 2027-09-26 | 120 | TED-A11042-1808-XSC-0109-0 | Trina Solar Co. Ltd. | HSEPL | TSM-320PD14 | [5 empty] | Bescom | HSEPL | Clean Solar Power Tumkur Private Limited | Meera Corporation Kr | 2023-03-15 | 12
CNHalli_Block5 | Modules | CNHalli_Block5_SMB3.5_S3 | PV Solar Module String |  | CNHalli_BLOCK_5_SMB3.5 | - | 13.44 | 320W | - | 42 | Modules | Main Inventry | In Operation |  | In Warranty | Trina Solar Co. Ltd. | 2017-09-26 | 2027-09-26 | 120 | TED-A11042-1808-XSC-0109-0 | Trina Solar Co. Ltd. | HSEPL | TSM-320PD14 | [5 empty] | Bescom | HSEPL | Clean Solar Power Tumkur Private Limited | Meera Corporation Kr | 2023-03-15 | 12
CNHalli_Block5 | Modules | CNHalli_Block5_SMB3.5_S4 | PV Solar Module String |  | CNHalli_BLOCK_5_SMB3.5 | - | 13.44 | 320W | - | 42 | Modules | Main Inventry | In Operation |  | In Warranty | Trina Solar Co. Ltd. | 2017-09-26 | 2027-09-26 | 120 | TED-A11042-1808-XSC-0109-0 | Trina Solar Co. Ltd. | HSEPL | TSM-320PD14 | [5 empty] | Bescom | HSEPL | Clean Solar Power Tumkur Private Limited | Meera Corporation Kr | 2023-03-15 | 12
CNHalli_Block5 | Modules | CNHalli_Block5_SMB3.5_S5 | PV Solar Module String |  | CNHalli_BLOCK_5_SMB3.5 | - | 13.44 | 320W | - | 42 | Modules | Main Inventry | In Operation |  | In Warranty | Trina Solar Co. Ltd. | 2017-09-26 | 2027-09-26 | 120 | TED-A11042-1808-XSC-0109-0 | Trina Solar Co. Ltd. | HSEPL | TSM-320PD14 | [5 empty] | Bescom | HSEPL | Clean Solar Power Tumkur Private Limited | Meera Corporation Kr | 2023-03-15 | 12
CNHalli_Block5 | Modules | CNHalli_Block5_SMB3.5_S6 | PV Solar Module String |  | CNHalli_BLOCK_5_SMB3.5 | - | 13.44 | 320W | - | 42 | Modules | Main Inventry | In Operation |  | In Warranty | Trina Solar Co. Ltd. | 2017-09-26 | 2027-09-26 | 120 | TED-A11042-1808-XSC-0109-0 | Trina Solar Co. Ltd. | HSEPL | TSM-320PD14 | [5 empty] | Bescom | HSEPL | Clean Solar Power Tumkur Private Limited | Meera Corporation Kr | 2023-03-15 | 12
CNHalli_Block5 | Modules | CNHalli_Block5_SMB3.5_S7 | PV Solar Module String |  | CNHalli_BLOCK_5_SMB3.5 | - | 13.44 | 320W | - | 42 | Modules | Main Inventry | In Operation |  | In Warranty | Trina Solar Co. Ltd. | 2017-09-26 | 2027-09-26 | 120 | TED-A11042-1808-XSC-0109-0 | Trina Solar Co. Ltd. | HSEPL | TSM-320PD14 | [5 empty] | Bescom | HSEPL | Clean Solar Power Tumkur Private Limited | Meera Corporation Kr | 2023-03-15 | 12
CNHalli_Block5 | Modules | CNHalli_Block5_SMB3.5_S8 | PV Solar Module String |  | CNHalli_BLOCK_5_SMB3.5 | - | 13.44 | 320W | - | 42 | Modules | Main Inventry | In Operation |  | In Warranty | Trina Solar Co. Ltd. | 2017-09-26 | 2027-09-26 | 120 | TED-A11042-1808-XSC-0109-0 | Trina Solar Co. Ltd. | HSEPL | TSM-320PD14 | [5 empty] | Bescom | HSEPL | Clean Solar Power Tumkur Private Limited | Meera Corporation Kr | 2023-03-15 | 12
CNHalli_Block5 | Modules | CNHalli_Block5_SMB3.5_S9 | PV Solar Module String |  | CNHalli_BLOCK_5_SMB3.5 | - | 13.44 | 320W | - | 42 | Modules | Main Inventry | In Operation |  | In Warranty | Trina Solar Co. Ltd. | 2017-09-26 | 2027-09-26 | 120 | TED-A11042-1808-XSC-0109-0 | Trina Solar Co. Ltd. | HSEPL | TSM-320PD14 | [5 empty] | Bescom | HSEPL | Clean Solar Power Tumkur Private Limited | Meera Corporation Kr | 2023-03-15 | 12
CNHalli_Block5 | Modules | CNHalli_Block5_SMB3.5_S10 | PV Solar Module String |  | CNHalli_BLOCK_5_SMB3.5 | - | 13.44 | 320W | - | 42 | Modules | Main Inventry | In Operation |  | In Warranty | Trina Solar Co. Ltd. | 2017-09-26 | 2027-09-26 | 120 | TED-A11042-1808-XSC-0109-0 | Trina Solar Co. Ltd. | HSEPL | TSM-320PD14 | [5 empty] | Bescom | HSEPL | Clean Solar Power Tumkur Private Limited | Meera Corporation Kr | 2023-03-15 | 12
CNHalli_Block5 | Modules | CNHalli_Block5_SMB3.5_S11 | PV Solar Module String |  | CNHalli_BLOCK_5_SMB3.5 | - | 13.44 | 320W | - | 42 | Modules | Main Inventry | In Operation |  | In Warranty | Trina Solar Co. Ltd. | 2017-09-26 | 2027-09-26 | 120 | TED-A11042-1808-XSC-0109-0 | Trina Solar Co. Ltd. | HSEPL | TSM-320PD14 | [5 empty] | Bescom | HSEPL | Clean Solar Power Tumkur Private Limited | Meera Corporation Kr | 2023-03-15 | 12
CNHalli_Block5 | Modules | CNHalli_Block5_SMB3.5_S12 | PV Solar Module String |  | CNHalli_BLOCK_5_SMB3.5 | - | 13.44 | 320W | - | 42 | Modules | Main Inventry | In Operation |  | In Warranty | Trina Solar Co. Ltd. | 2017-09-26 | 2027-09-26 | 120 | TED-A11042-1808-XSC-0109-0 | Trina Solar Co. Ltd. | HSEPL | TSM-320PD14 | [5 empty] | Bescom | HSEPL | Clean Solar Power Tumkur Private Limited | Meera Corporation Kr | 2023-03-15 | 12
CNHalli_Block5 | Modules | CNHalli_Block5_SMB3.6_S1 | PV Solar Module String |  | CNHalli_BLOCK_5_SMB3.6 | - | 13.44 | 320W | - | 42 | Modules | Main Inventry | In Operation |  | In Warranty | Trina Solar Co. Ltd. | 2017-09-26 | 2027-09-26 | 120 | TED-A11042-1808-XSC-0109-0 | Trina Solar Co. Ltd. | HSEPL | TSM-320PD14 | [5 empty] | Bescom | HSEPL | Clean Solar Power Tumkur Private Limited | Meera Corporation Kr | 2023-03-15 | 12
CNHalli_Block5 | Modules | CNHalli_Block5_SMB3.6_S2 | PV Solar Module String |  | CNHalli_BLOCK_5_SMB3.6 | - | 13.44 | 320W | - | 42 | Modules | Main Inventry | In Operation |  | In Warranty | Trina Solar Co. Ltd. | 2017-09-26 | 2027-09-26 | 120 | TED-A11042-1808-XSC-0109-0 | Trina Solar Co. Ltd. | HSEPL | TSM-320PD14 | [5 empty] | Bescom | HSEPL | Clean Solar Power Tumkur Private Limited | Meera Corporation Kr | 2023-03-15 | 12
CNHalli_Block5 | Modules | CNHalli_Block5_SMB3.6_S3 | PV Solar Module String |  | CNHalli_BLOCK_5_SMB3.6 | - | 13.44 | 320W | - | 42 | Modules | Main Inventry | In Operation |  | In Warranty | Trina Solar Co. Ltd. | 2017-09-26 | 2027-09-26 | 120 | TED-A11042-1808-XSC-0109-0 | Trina Solar Co. Ltd. | HSEPL | TSM-320PD14 | [5 empty] | Bescom | HSEPL | Clean Solar Power Tumkur Private Limited | Meera Corporation Kr | 2023-03-15 | 12
CNHalli_Block5 | Modules | CNHalli_Block5_SMB3.6_S4 | PV Solar Module String |  | CNHalli_BLOCK_5_SMB3.6 | - | 13.44 | 320W | - | 42 | Modules | Main Inventry | In Operation |  | In Warranty | Trina Solar Co. Ltd. | 2017-09-26 | 2027-09-26 | 120 | TED-A11042-1808-XSC-0109-0 | Trina Solar Co. Ltd. | HSEPL | TSM-320PD14 | [5 empty] | Bescom | HSEPL | Clean Solar Power Tumkur Private Limited | Meera Corporation Kr | 2023-03-15 | 12
CNHalli_Block5 | Modules | CNHalli_Block5_SMB3.6_S5 | PV Solar Module String |  | CNHalli_BLOCK_5_SMB3.6 | - | 13.44 | 320W | - | 42 | Modules | Main Inventry | In Operation |  | In Warranty | Trina Solar Co. Ltd. | 2017-09-26 | 2027-09-26 | 120 | TED-A11042-1808-XSC-0109-0 | Trina Solar Co. Ltd. | HSEPL | TSM-320PD14 | [5 empty] | Bescom | HSEPL | Clean Solar Power Tumkur Private Limited | Meera Corporation Kr | 2023-03-15 | 12
CNHalli_Block5 | Modules | CNHalli_Block5_SMB3.6_S6 | PV Solar Module String |  | CNHalli_BLOCK_5_SMB3.6 | - | 13.44 | 320W | - | 42 | Modules | Main Inventry | In Operation |  | In Warranty | Trina Solar Co. Ltd. | 2017-09-26 | 2027-09-26 | 120 | TED-A11042-1808-XSC-0109-0 | Trina Solar Co. Ltd. | HSEPL | TSM-320PD14 | [5 empty] | Bescom | HSEPL | Clean Solar Power Tumkur Private Limited | Meera Corporation Kr | 2023-03-15 | 12
CNHalli_Block5 | Modules | CNHalli_Block5_SMB3.6_S7 | PV Solar Module String |  | CNHalli_BLOCK_5_SMB3.6 | - | 13.44 | 320W | - | 42 | Modules | Main Inventry | In Operation |  | In Warranty | Trina Solar Co. Ltd. | 2017-09-26 | 2027-09-26 | 120 | TED-A11042-1808-XSC-0109-0 | Trina Solar Co. Ltd. | HSEPL | TSM-320PD14 | [5 empty] | Bescom | HSEPL | Clean Solar Power Tumkur Private Limited | Meera Corporation Kr | 2023-03-15 | 12
CNHalli_Block5 | Modules | CNHalli_Block5_SMB3.6_S8 | PV Solar Module String |  | CNHalli_BLOCK_5_SMB3.6 | - | 13.44 | 320W | - | 42 | Modules | Main Inventry | In Operation |  | In Warranty | Trina Solar Co. Ltd. | 2017-09-26 | 2027-09-26 | 120 | TED-A11042-1808-XSC-0109-0 | Trina Solar Co. Ltd. | HSEPL | TSM-320PD14 | [5 empty] | Bescom | HSEPL | Clean Solar Power Tumkur Private Limited | Meera Corporation Kr | 2023-03-15 | 12
CNHalli_Block5 | Modules | CNHalli_Block5_SMB3.6_S9 | PV Solar Module String |  | CNHalli_BLOCK_5_SMB3.6 | - | 13.44 | 320W | - | 42 | Modules | Main Inventry | In Operation |  | In Warranty | Trina Solar Co. Ltd. | 2017-09-26 | 2027-09-26 | 120 | TED-A11042-1808-XSC-0109-0 | Trina Solar Co. Ltd. | HSEPL | TSM-320PD14 | [5 empty] | Bescom | HSEPL | Clean Solar Power Tumkur Private Limited | Meera Corporation Kr | 2023-03-15 | 12
CNHalli_Block5 | Modules | CNHalli_Block5_SMB3.6_S10 | PV Solar Module String |  | CNHalli_BLOCK_5_SMB3.6 | - | 13.44 | 320W | - | 42 | Modules | Main Inventry | In Operation |  | In Warranty | Trina Solar Co. Ltd. | 2017-09-26 | 2027-09-26 | 120 | TED-A11042-1808-XSC-0109-0 | Trina Solar Co. Ltd. | HSEPL | TSM-320PD14 | [5 empty] | Bescom | HSEPL | Clean Solar Power Tumkur Private Limited | Meera Corporation Kr | 2023-03-15 | 12
CNHalli_Block5 | Modules | CNHalli_Block5_SMB3.6_S11 | PV Solar Module String |  | CNHalli_BLOCK_5_SMB3.6 | - | 13.44 | 320W | - | 42 | Modules | Main Inventry | In Operation |  | In Warranty | Trina Solar Co. Ltd. | 2017-09-26 | 2027-09-26 | 120 | TED-A11042-1808-XSC-0109-0 | Trina Solar Co. Ltd. | HSEPL | TSM-320PD14 | [5 empty] | Bescom | HSEPL | Clean Solar Power Tumkur Private Limited | Meera Corporation Kr | 2023-03-15 | 12
CNHalli_Block5 | Modules | CNHalli_Block5_SMB3.6_S12 | PV Solar Module String |  | CNHalli_BLOCK_5_SMB3.6 | - | 13.44 | 320W | - | 42 | Modules | Main Inventry | In Operation |  | In Warranty | Trina Solar Co. Ltd. | 2017-09-26 | 2027-09-26 | 120 | TED-A11042-1808-XSC-0109-0 | Trina Solar Co. Ltd. | HSEPL | TSM-320PD14 | [5 empty] | Bescom | HSEPL | Clean Solar Power Tumkur Private Limited | Meera Corporation Kr | 2023-03-15 | 12
CNHalli_Block5 | Modules | CNHalli_Block5_SMB3.7_S1 | PV Solar Module String |  | CNHalli_BLOCK_5_SMB3.7 | - | 13.44 | 320W | - | 42 | Modules | Main Inventry | In Operation |  | In Warranty | Trina Solar Co. Ltd. | 2017-09-26 | 2027-09-26 | 120 | TED-A11042-1808-XSC-0109-0 | Trina Solar Co. Ltd. | HSEPL | TSM-320PD14 | [5 empty] | Bescom | HSEPL | Clean Solar Power Tumkur Private Limited | Meera Corporation Kr | 2023-03-15 | 12
CNHalli_Block5 | Modules | CNHalli_Block5_SMB3.7_S2 | PV Solar Module String |  | CNHalli_BLOCK_5_SMB3.7 | - | 13.44 | 320W | - | 42 | Modules | Main Inventry | In Operation |  | In Warranty | Trina Solar Co. Ltd. | 2017-09-26 | 2027-09-26 | 120 | TED-A11042-1808-XSC-0109-0 | Trina Solar Co. Ltd. | HSEPL | TSM-320PD14 | [5 empty] | Bescom | HSEPL | Clean Solar Power Tumkur Private Limited | Meera Corporation Kr | 2023-03-15 | 12
CNHalli_Block5 | Modules | CNHalli_Block5_SMB3.7_S3 | PV Solar Module String |  | CNHalli_BLOCK_5_SMB3.7 | - | 13.44 | 320W | - | 42 | Modules | Main Inventry | In Operation |  | In Warranty | Trina Solar Co. Ltd. | 2017-09-26 | 2027-09-26 | 120 | TED-A11042-1808-XSC-0109-0 | Trina Solar Co. Ltd. | HSEPL | TSM-320PD14 | [5 empty] | Bescom | HSEPL | Clean Solar Power Tumkur Private Limited | Meera Corporation Kr | 2023-03-15 | 12
CNHalli_Block5 | Modules | CNHalli_Block5_SMB3.7_S4 | PV Solar Module String |  | CNHalli_BLOCK_5_SMB3.7 | - | 13.44 | 320W | - | 42 | Modules | Main Inventry | In Operation |  | In Warranty | Trina Solar Co. Ltd. | 2017-09-26 | 2027-09-26 | 120 | TED-A11042-1808-XSC-0109-0 | Trina Solar Co. Ltd. | HSEPL | TSM-320PD14 | [5 empty] | Bescom | HSEPL | Clean Solar Power Tumkur Private Limited | Meera Corporation Kr | 2023-03-15 | 12
CNHalli_Block5 | Modules | CNHalli_Block5_SMB3.7_S5 | PV Solar Module String |  | CNHalli_BLOCK_5_SMB3.7 | - | 13.44 | 320W | - | 42 | Modules | Main Inventry | In Operation |  | In Warranty | Trina Solar Co. Ltd. | 2017-09-26 | 2027-09-26 | 120 | TED-A11042-1808-XSC-0109-0 | Trina Solar Co. Ltd. | HSEPL | TSM-320PD14 | [5 empty] | Bescom | HSEPL | Clean Solar Power Tumkur Private Limited | Meera Corporation Kr | 2023-03-15 | 12
CNHalli_Block5 | Modules | CNHalli_Block5_SMB3.7_S6 | PV Solar Module String |  | CNHalli_BLOCK_5_SMB3.7 | - | 13.44 | 320W | - | 42 | Modules | Main Inventry | In Operation |  | In Warranty | Trina Solar Co. Ltd. | 2017-09-26 | 2027-09-26 | 120 | TED-A11042-1808-XSC-0109-0 | Trina Solar Co. Ltd. | HSEPL | TSM-320PD14 | [5 empty] | Bescom | HSEPL | Clean Solar Power Tumkur Private Limited | Meera Corporation Kr | 2023-03-15 | 12
CNHalli_Block5 | Modules | CNHalli_Block5_SMB3.7_S7 | PV Solar Module String |  | CNHalli_BLOCK_5_SMB3.7 | - | 13.44 | 320W | - | 42 | Modules | Main Inventry | In Operation |  | In Warranty | Trina Solar Co. Ltd. | 2017-09-26 | 2027-09-26 | 120 | TED-A11042-1808-XSC-0109-0 | Trina Solar Co. Ltd. | HSEPL | TSM-320PD14 | [5 empty] | Bescom | HSEPL | Clean Solar Power Tumkur Private Limited | Meera Corporation Kr | 2023-03-15 | 12
CNHalli_Block5 | Modules | CNHalli_Block5_SMB3.7_S8 | PV Solar Module String |  | CNHalli_BLOCK_5_SMB3.7 | - | 13.44 | 320W | - | 42 | Modules | Main Inventry | In Operation |  | In Warranty | Trina Solar Co. Ltd. | 2017-09-26 | 2027-09-26 | 120 | TED-A11042-1808-XSC-0109-0 | Trina Solar Co. Ltd. | HSEPL | TSM-320PD14 | [5 empty] | Bescom | HSEPL | Clean Solar Power Tumkur Private Limited | Meera Corporation Kr | 2023-03-15 | 12
CNHalli_Block5 | Modules | CNHalli_Block5_SMB3.7_S9 | PV Solar Module String |  | CNHalli_BLOCK_5_SMB3.7 | - | 13.44 | 320W | - | 42 | Modules | Main Inventry | In Operation |  | In Warranty | Trina Solar Co. Ltd. | 2017-09-26 | 2027-09-26 | 120 | TED-A11042-1808-XSC-0109-0 | Trina Solar Co. Ltd. | HSEPL | TSM-320PD14 | [5 empty] | Bescom | HSEPL | Clean Solar Power Tumkur Private Limited | Meera Corporation Kr | 2023-03-15 | 12
CNHalli_Block5 | Modules | CNHalli_Block5_SMB3.7_S10 | PV Solar Module String |  | CNHalli_BLOCK_5_SMB3.7 | - | 13.44 | 320W | - | 42 | Modules | Main Inventry | In Operation |  | In Warranty | Trina Solar Co. Ltd. | 2017-09-26 | 2027-09-26 | 120 | TED-A11042-1808-XSC-0109-0 | Trina Solar Co. Ltd. | HSEPL | TSM-320PD14 | [5 empty] | Bescom | HSEPL | Clean Solar Power Tumkur Private Limited | Meera Corporation Kr | 2023-03-15 | 12
CNHalli_Block5 | Modules | CNHalli_Block5_SMB4.1_S1 | PV Solar Module String |  | CNHalli_BLOCK_5_SMB4.1 | - | 13.44 | 320W | - | 42 | Modules | Main Inventry | In Operation |  | In Warranty | Trina Solar Co. Ltd. | 2017-09-26 | 2027-09-26 | 120 | TED-A11042-1808-XSC-0109-0 | Trina Solar Co. Ltd. | HSEPL | TSM-320PD14 | [5 empty] | Bescom | HSEPL | Clean Solar Power Tumkur Private Limited | Meera Corporation Kr | 2023-03-15 | 12
CNHalli_Block5 | Modules | CNHalli_Block5_SMB4.1_S2 | PV Solar Module String |  | CNHalli_BLOCK_5_SMB4.1 | - | 13.44 | 320W | - | 42 | Modules | Main Inventry | In Operation |  | In Warranty | Trina Solar Co. Ltd. | 2017-09-26 | 2027-09-26 | 120 | TED-A11042-1808-XSC-0109-0 | Trina Solar Co. Ltd. | HSEPL | TSM-320PD14 | [5 empty] | Bescom | HSEPL | Clean Solar Power Tumkur Private Limited | Meera Corporation Kr | 2023-03-15 | 12
CNHalli_Block5 | Modules | CNHalli_Block5_SMB4.1_S3 | PV Solar Module String |  | CNHalli_BLOCK_5_SMB4.1 | - | 13.44 | 320W | - | 42 | Modules | Main Inventry | In Operation |  | In Warranty | Trina Solar Co. Ltd. | 2017-09-26 | 2027-09-26 | 120 | TED-A11042-1808-XSC-0109-0 | Trina Solar Co. Ltd. | HSEPL | TSM-320PD14 | [5 empty] | Bescom | HSEPL | Clean Solar Power Tumkur Private Limited | Meera Corporation Kr | 2023-03-15 | 12
CNHalli_Block5 | Modules | CNHalli_Block5_SMB4.1_S4 | PV Solar Module String |  | CNHalli_BLOCK_5_SMB4.1 | - | 13.44 | 320W | - | 42 | Modules | Main Inventry | In Operation |  | In Warranty | Trina Solar Co. Ltd. | 2017-09-26 | 2027-09-26 | 120 | TED-A11042-1808-XSC-0109-0 | Trina Solar Co. Ltd. | HSEPL | TSM-320PD14 | [5 empty] | Bescom | HSEPL | Clean Solar Power Tumkur Private Limited | Meera Corporation Kr | 2023-03-15 | 12
CNHalli_Block5 | Modules | CNHalli_Block5_SMB4.1_S5 | PV Solar Module String |  | CNHalli_BLOCK_5_SMB4.1 | - | 13.44 | 320W | - | 42 | Modules | Main Inventry | In Operation |  | In Warranty | Trina Solar Co. Ltd. | 2017-09-26 | 2027-09-26 | 120 | TED-A11042-1808-XSC-0109-0 | Trina Solar Co. Ltd. | HSEPL | TSM-320PD14 | [5 empty] | Bescom | HSEPL | Clean Solar Power Tumkur Private Limited | Meera Corporation Kr | 2023-03-15 | 12
CNHalli_Block5 | Modules | CNHalli_Block5_SMB4.1_S6 | PV Solar Module String |  | CNHalli_BLOCK_5_SMB4.1 | - | 13.44 | 320W | - | 42 | Modules | Main Inventry | In Operation |  | In Warranty | Trina Solar Co. Ltd. | 2017-09-26 | 2027-09-26 | 120 | TED-A11042-1808-XSC-0109-0 | Trina Solar Co. Ltd. | HSEPL | TSM-320PD14 | [5 empty] | Bescom | HSEPL | Clean Solar Power Tumkur Private Limited | Meera Corporation Kr | 2023-03-15 | 12
CNHalli_Block5 | Modules | CNHalli_Block5_SMB4.1_S7 | PV Solar Module String |  | CNHalli_BLOCK_5_SMB4.1 | - | 13.44 | 320W | - | 42 | Modules | Main Inventry | In Operation |  | In Warranty | Trina Solar Co. Ltd. | 2017-09-26 | 2027-09-26 | 120 | TED-A11042-1808-XSC-0109-0 | Trina Solar Co. Ltd. | HSEPL | TSM-320PD14 | [5 empty] | Bescom | HSEPL | Clean Solar Power Tumkur Private Limited | Meera Corporation Kr | 2023-03-15 | 12
CNHalli_Block5 | Modules | CNHalli_Block5_SMB4.1_S8 | PV Solar Module String |  | CNHalli_BLOCK_5_SMB4.1 | - | 13.44 | 320W | - | 42 | Modules | Main Inventry | In Operation |  | In Warranty | Trina Solar Co. Ltd. | 2017-09-26 | 2027-09-26 | 120 | TED-A11042-1808-XSC-0109-0 | Trina Solar Co. Ltd. | HSEPL | TSM-320PD14 | [5 empty] | Bescom | HSEPL | Clean Solar Power Tumkur Private Limited | Meera Corporation Kr | 2023-03-15 | 12
CNHalli_Block5 | Modules | CNHalli_Block5_SMB4.1_S9 | PV Solar Module String |  | CNHalli_BLOCK_5_SMB4.1 | - | 13.44 | 320W | - | 42 | Modules | Main Inventry | In Operation |  | In Warranty | Trina Solar Co. Ltd. | 2017-09-26 | 2027-09-26 | 120 | TED-A11042-1808-XSC-0109-0 | Trina Solar Co. Ltd. | HSEPL | TSM-320PD14 | [5 empty] | Bescom | HSEPL | Clean Solar Power Tumkur Private Limited | Meera Corporation Kr | 2023-03-15 | 12
CNHalli_Block5 | Modules | CNHalli_Block5_SMB4.1_S10 | PV Solar Module String |  | CNHalli_BLOCK_5_SMB4.1 | - | 13.44 | 320W | - | 42 | Modules | Main Inventry | In Operation |  | In Warranty | Trina Solar Co. Ltd. | 2017-09-26 | 2027-09-26 | 120 | TED-A11042-1808-XSC-0109-0 | Trina Solar Co. Ltd. | HSEPL | TSM-320PD14 | [5 empty] | Bescom | HSEPL | Clean Solar Power Tumkur Private Limited | Meera Corporation Kr | 2023-03-15 | 12
CNHalli_Block5 | Modules | CNHalli_Block5_SMB4.1_S11 | PV Solar Module String |  | CNHalli_BLOCK_5_SMB4.1 | - | 13.44 | 320W | - | 42 | Modules | Main Inventry | In Operation |  | In Warranty | Trina Solar Co. Ltd. | 2017-09-26 | 2027-09-26 | 120 | TED-A11042-1808-XSC-0109-0 | Trina Solar Co. Ltd. | HSEPL | TSM-320PD14 | [5 empty] | Bescom | HSEPL | Clean Solar Power Tumkur Private Limited | Meera Corporation Kr | 2023-03-15 | 12
CNHalli_Block5 | Modules | CNHalli_Block5_SMB4.1_S12 | PV Solar Module String |  | CNHalli_BLOCK_5_SMB4.1 | - | 13.44 | 320W | - | 42 | Modules | Main Inventry | In Operation |  | In Warranty | Trina Solar Co. Ltd. | 2017-09-26 | 2027-09-26 | 120 | TED-A11042-1808-XSC-0109-0 | Trina Solar Co. Ltd. | HSEPL | TSM-320PD14 | [5 empty] | Bescom | HSEPL | Clean Solar Power Tumkur Private Limited | Meera Corporation Kr | 2023-03-15 | 12
CNHalli_Block5 | Modules | CNHalli_Block5_SMB4.2_S1 | PV Solar Module String |  | CNHalli_BLOCK_5_SMB4.2 | - | 13.44 | 320W | - | 42 | Modules | Main Inventry | In Operation |  | In Warranty | Trina Solar Co. Ltd. | 2017-09-26 | 2027-09-26 | 120 | TED-A11042-1808-XSC-0109-0 | Trina Solar Co. Ltd. | HSEPL | TSM-320PD14 | [5 empty] | Bescom | HSEPL | Clean Solar Power Tumkur Private Limited | Meera Corporation Kr | 2023-03-15 | 12
CNHalli_Block5 | Modules | CNHalli_Block5_SMB4.2_S2 | PV Solar Module String |  | CNHalli_BLOCK_5_SMB4.2 | - | 13.44 | 320W | - | 42 | Modules | Main Inventry | In Operation |  | In Warranty | Trina Solar Co. Ltd. | 2017-09-26 | 2027-09-26 | 120 | TED-A11042-1808-XSC-0109-0 | Trina Solar Co. Ltd. | HSEPL | TSM-320PD14 | [5 empty] | Bescom | HSEPL | Clean Solar Power Tumkur Private Limited | Meera Corporation Kr | 2023-03-15 | 12
CNHalli_Block5 | Modules | CNHalli_Block5_SMB4.2_S3 | PV Solar Module String |  | CNHalli_BLOCK_5_SMB4.2 | - | 13.44 | 320W | - | 42 | Modules | Main Inventry | In Operation |  | In Warranty | Trina Solar Co. Ltd. | 2017-09-26 | 2027-09-26 | 120 | TED-A11042-1808-XSC-0109-0 | Trina Solar Co. Ltd. | HSEPL | TSM-320PD14 | [5 empty] | Bescom | HSEPL | Clean Solar Power Tumkur Private Limited | Meera Corporation Kr | 2023-03-15 | 12
CNHalli_Block5 | Modules | CNHalli_Block5_SMB4.2_S4 | PV Solar Module String |  | CNHalli_BLOCK_5_SMB4.2 | - | 13.44 | 320W | - | 42 | Modules | Main Inventry | In Operation |  | In Warranty | Trina Solar Co. Ltd. | 2017-09-26 | 2027-09-26 | 120 | TED-A11042-1808-XSC-0109-0 | Trina Solar Co. Ltd. | HSEPL | TSM-320PD14 | [5 empty] | Bescom | HSEPL | Clean Solar Power Tumkur Private Limited | Meera Corporation Kr | 2023-03-15 | 12
CNHalli_Block5 | Modules | CNHalli_Block5_SMB4.2_S5 | PV Solar Module String |  | CNHalli_BLOCK_5_SMB4.2 | - | 13.44 | 320W | - | 42 | Modules | Main Inventry | In Operation |  | In Warranty | Trina Solar Co. Ltd. | 2017-09-26 | 2027-09-26 | 120 | TED-A11042-1808-XSC-0109-0 | Trina Solar Co. Ltd. | HSEPL | TSM-320PD14 | [5 empty] | Bescom | HSEPL | Clean Solar Power Tumkur Private Limited | Meera Corporation Kr | 2023-03-15 | 12
CNHalli_Block5 | Modules | CNHalli_Block5_SMB4.2_S6 | PV Solar Module String |  | CNHalli_BLOCK_5_SMB4.2 | - | 13.44 | 320W | - | 42 | Modules | Main Inventry | In Operation |  | In Warranty | Trina Solar Co. Ltd. | 2017-09-26 | 2027-09-26 | 120 | TED-A11042-1808-XSC-0109-0 | Trina Solar Co. Ltd. | HSEPL | TSM-320PD14 | [5 empty] | Bescom | HSEPL | Clean Solar Power Tumkur Private Limited | Meera Corporation Kr | 2023-03-15 | 12
CNHalli_Block5 | Modules | CNHalli_Block5_SMB4.2_S7 | PV Solar Module String |  | CNHalli_BLOCK_5_SMB4.2 | - | 13.44 | 320W | - | 42 | Modules | Main Inventry | In Operation |  | In Warranty | Trina Solar Co. Ltd. | 2017-09-26 | 2027-09-26 | 120 | TED-A11042-1808-XSC-0109-0 | Trina Solar Co. Ltd. | HSEPL | TSM-320PD14 | [5 empty] | Bescom | HSEPL | Clean Solar Power Tumkur Private Limited | Meera Corporation Kr | 2023-03-15 | 12
CNHalli_Block5 | Modules | CNHalli_Block5_SMB4.2_S8 | PV Solar Module String |  | CNHalli_BLOCK_5_SMB4.2 | - | 13.44 | 320W | - | 42 | Modules | Main Inventry | In Operation |  | In Warranty | Trina Solar Co. Ltd. | 2017-09-26 | 2027-09-26 | 120 | TED-A11042-1808-XSC-0109-0 | Trina Solar Co. Ltd. | HSEPL | TSM-320PD14 | [5 empty] | Bescom | HSEPL | Clean Solar Power Tumkur Private Limited | Meera Corporation Kr | 2023-03-15 | 12
CNHalli_Block5 | Modules | CNHalli_Block5_SMB4.2_S9 | PV Solar Module String |  | CNHalli_BLOCK_5_SMB4.2 | - | 13.44 | 320W | - | 42 | Modules | Main Inventry | In Operation |  | In Warranty | Trina Solar Co. Ltd. | 2017-09-26 | 2027-09-26 | 120 | TED-A11042-1808-XSC-0109-0 | Trina Solar Co. Ltd. | HSEPL | TSM-320PD14 | [5 empty] | Bescom | HSEPL | Clean Solar Power Tumkur Private Limited | Meera Corporation Kr | 2023-03-15 | 12
CNHalli_Block5 | Modules | CNHalli_Block5_SMB4.2_S10 | PV Solar Module String |  | CNHalli_BLOCK_5_SMB4.2 | - | 13.44 | 320W | - | 42 | Modules | Main Inventry | In Operation |  | In Warranty | Trina Solar Co. Ltd. | 2017-09-26 | 2027-09-26 | 120 | TED-A11042-1808-XSC-0109-0 | Trina Solar Co. Ltd. | HSEPL | TSM-320PD14 | [5 empty] | Bescom | HSEPL | Clean Solar Power Tumkur Private Limited | Meera Corporation Kr | 2023-03-15 | 12
CNHalli_Block5 | Modules | CNHalli_Block5_SMB4.2_S11 | PV Solar Module String |  | CNHalli_BLOCK_5_SMB4.2 | - | 13.44 | 320W | - | 42 | Modules | Main Inventry | In Operation |  | In Warranty | Trina Solar Co. Ltd. | 2017-09-26 | 2027-09-26 | 120 | TED-A11042-1808-XSC-0109-0 | Trina Solar Co. Ltd. | HSEPL | TSM-320PD14 | [5 empty] | Bescom | HSEPL | Clean Solar Power Tumkur Private Limited | Meera Corporation Kr | 2023-03-15 | 12
CNHalli_Block5 | Modules | CNHalli_Block5_SMB4.2_S12 | PV Solar Module String |  | CNHalli_BLOCK_5_SMB4.2 | - | 13.44 | 320W | - | 42 | Modules | Main Inventry | In Operation |  | In Warranty | Trina Solar Co. Ltd. | 2017-09-26 | 2027-09-26 | 120 | TED-A11042-1808-XSC-0109-0 | Trina Solar Co. Ltd. | HSEPL | TSM-320PD14 | [5 empty] | Bescom | HSEPL | Clean Solar Power Tumkur Private Limited | Meera Corporation Kr | 2023-03-15 | 12
CNHalli_Block5 | Modules | CNHalli_Block5_SMB4.3_S1 | PV Solar Module String |  | CNHalli_BLOCK_5_SMB4.3 | - | 13.44 | 320W | - | 42 | Modules | Main Inventry | In Operation |  | In Warranty | Trina Solar Co. Ltd. | 2017-09-26 | 2027-09-26 | 120 | TED-A11042-1808-XSC-0109-0 | Trina Solar Co. Ltd. | HSEPL | TSM-320PD14 | [5 empty] | Bescom | HSEPL | Clean Solar Power Tumkur Private Limited | Meera Corporation Kr | 2023-03-15 | 12
CNHalli_Block5 | Modules | CNHalli_Block5_SMB4.3_S2 | PV Solar Module String |  | CNHalli_BLOCK_5_SMB4.3 | - | 13.44 | 320W | - | 42 | Modules | Main Inventry | In Operation |  | In Warranty | Trina Solar Co. Ltd. | 2017-09-26 | 2027-09-26 | 120 | TED-A11042-1808-XSC-0109-0 | Trina Solar Co. Ltd. | HSEPL | TSM-320PD14 | [5 empty] | Bescom | HSEPL | Clean Solar Power Tumkur Private Limited | Meera Corporation Kr | 2023-03-15 | 12
CNHalli_Block5 | Modules | CNHalli_Block5_SMB4.3_S3 | PV Solar Module String |  | CNHalli_BLOCK_5_SMB4.3 | - | 13.44 | 320W | - | 42 | Modules | Main Inventry | In Operation |  | In Warranty | Trina Solar Co. Ltd. | 2017-09-26 | 2027-09-26 | 120 | TED-A11042-1808-XSC-0109-0 | Trina Solar Co. Ltd. | HSEPL | TSM-320PD14 | [5 empty] | Bescom | HSEPL | Clean Solar Power Tumkur Private Limited | Meera Corporation Kr | 2023-03-15 | 12
CNHalli_Block5 | Modules | CNHalli_Block5_SMB4.3_S4 | PV Solar Module String |  | CNHalli_BLOCK_5_SMB4.3 | - | 13.44 | 320W | - | 42 | Modules | Main Inventry | In Operation |  | In Warranty | Trina Solar Co. Ltd. | 2017-09-26 | 2027-09-26 | 120 | TED-A11042-1808-XSC-0109-0 | Trina Solar Co. Ltd. | HSEPL | TSM-320PD14 | [5 empty] | Bescom | HSEPL | Clean Solar Power Tumkur Private Limited | Meera Corporation Kr | 2023-03-15 | 12
CNHalli_Block5 | Modules | CNHalli_Block5_SMB4.3_S5 | PV Solar Module String |  | CNHalli_BLOCK_5_SMB4.3 | - | 13.44 | 320W | - | 42 | Modules | Main Inventry | In Operation |  | In Warranty | Trina Solar Co. Ltd. | 2017-09-26 | 2027-09-26 | 120 | TED-A11042-1808-XSC-0109-0 | Trina Solar Co. Ltd. | HSEPL | TSM-320PD14 | [5 empty] | Bescom | HSEPL | Clean Solar Power Tumkur Private Limited | Meera Corporation Kr | 2023-03-15 | 12
CNHalli_Block5 | Modules | CNHalli_Block5_SMB4.3_S6 | PV Solar Module String |  | CNHalli_BLOCK_5_SMB4.3 | - | 13.44 | 320W | - | 42 | Modules | Main Inventry | In Operation |  | In Warranty | Trina Solar Co. Ltd. | 2017-09-26 | 2027-09-26 | 120 | TED-A11042-1808-XSC-0109-0 | Trina Solar Co. Ltd. | HSEPL | TSM-320PD14 | [5 empty] | Bescom | HSEPL | Clean Solar Power Tumkur Private Limited | Meera Corporation Kr | 2023-03-15 | 12
CNHalli_Block5 | Modules | CNHalli_Block5_SMB4.3_S7 | PV Solar Module String |  | CNHalli_BLOCK_5_SMB4.3 | - | 13.44 | 320W | - | 42 | Modules | Main Inventry | In Operation |  | In Warranty | Trina Solar Co. Ltd. | 2017-09-26 | 2027-09-26 | 120 | TED-A11042-1808-XSC-0109-0 | Trina Solar Co. Ltd. | HSEPL | TSM-320PD14 | [5 empty] | Bescom | HSEPL | Clean Solar Power Tumkur Private Limited | Meera Corporation Kr | 2023-03-15 | 12
CNHalli_Block5 | Modules | CNHalli_Block5_SMB4.3_S8 | PV Solar Module String |  | CNHalli_BLOCK_5_SMB4.3 | - | 13.44 | 320W | - | 42 | Modules | Main Inventry | In Operation |  | In Warranty | Trina Solar Co. Ltd. | 2017-09-26 | 2027-09-26 | 120 | TED-A11042-1808-XSC-0109-0 | Trina Solar Co. Ltd. | HSEPL | TSM-320PD14 | [5 empty] | Bescom | HSEPL | Clean Solar Power Tumkur Private Limited | Meera Corporation Kr | 2023-03-15 | 12
CNHalli_Block5 | Modules | CNHalli_Block5_SMB4.3_S9 | PV Solar Module String |  | CNHalli_BLOCK_5_SMB4.3 | - | 13.44 | 320W | - | 42 | Modules | Main Inventry | In Operation |  | In Warranty | Trina Solar Co. Ltd. | 2017-09-26 | 2027-09-26 | 120 | TED-A11042-1808-XSC-0109-0 | Trina Solar Co. Ltd. | HSEPL | TSM-320PD14 | [5 empty] | Bescom | HSEPL | Clean Solar Power Tumkur Private Limited | Meera Corporation Kr | 2023-03-15 | 12
CNHalli_Block5 | Modules | CNHalli_Block5_SMB4.3_S10 | PV Solar Module String |  | CNHalli_BLOCK_5_SMB4.3 | - | 13.44 | 320W | - | 42 | Modules | Main Inventry | In Operation |  | In Warranty | Trina Solar Co. Ltd. | 2017-09-26 | 2027-09-26 | 120 | TED-A11042-1808-XSC-0109-0 | Trina Solar Co. Ltd. | HSEPL | TSM-320PD14 | [5 empty] | Bescom | HSEPL | Clean Solar Power Tumkur Private Limited | Meera Corporation Kr | 2023-03-15 | 12
CNHalli_Block5 | Modules | CNHalli_Block5_SMB4.3_S11 | PV Solar Module String |  | CNHalli_BLOCK_5_SMB4.3 | - | 13.44 | 320W | - | 42 | Modules | Main Inventry | In Operation |  | In Warranty | Trina Solar Co. Ltd. | 2017-09-26 | 2027-09-26 | 120 | TED-A11042-1808-XSC-0109-0 | Trina Solar Co. Ltd. | HSEPL | TSM-320PD14 | [5 empty] | Bescom | HSEPL | Clean Solar Power Tumkur Private Limited | Meera Corporation Kr | 2023-03-15 | 12
CNHalli_Block5 | Modules | CNHalli_Block5_SMB4.3_S12 | PV Solar Module String |  | CNHalli_BLOCK_5_SMB4.3 | - | 13.44 | 320W | - | 42 | Modules | Main Inventry | In Operation |  | In Warranty | Trina Solar Co. Ltd. | 2017-09-26 | 2027-09-26 | 120 | TED-A11042-1808-XSC-0109-0 | Trina Solar Co. Ltd. | HSEPL | TSM-320PD14 | [5 empty] | Bescom | HSEPL | Clean Solar Power Tumkur Private Limited | Meera Corporation Kr | 2023-03-15 | 12
CNHalli_Block5 | Modules | CNHalli_Block5_SMB4.4_S1 | PV Solar Module String |  | CNHalli_BLOCK_5_SMB4.4 | - | 13.53 | 320W | - | 42 | Modules | Main Inventry | In Operation |  | In Warranty | Trina Solar Co. Ltd. | 2017-09-26 | 2027-09-26 | 120 | TED-A11042-1808-XSC-0109-0 | Trina Solar Co. Ltd. | HSEPL | TSM-320PD14 | [5 empty] | Bescom | HSEPL | Clean Solar Power Tumkur Private Limited | Meera Corporation Kr | 2023-03-15 | 12
CNHalli_Block5 | Modules | CNHalli_Block5_SMB4.4_S2 | PV Solar Module String |  | CNHalli_BLOCK_5_SMB4.4 | - | 13.48 | 320W | - | 42 | Modules | Main Inventry | In Operation |  | In Warranty | Trina Solar Co. Ltd. | 2017-09-26 | 2027-09-26 | 120 | TED-A11042-1808-XSC-0109-0 | Trina Solar Co. Ltd. | HSEPL | TSM-320PD14 | [5 empty] | Bescom | HSEPL | Clean Solar Power Tumkur Private Limited | Meera Corporation Kr | 2023-03-15 | 12
CNHalli_Block5 | Modules | CNHalli_Block5_SMB4.4_S3 | PV Solar Module String |  | CNHalli_BLOCK_5_SMB4.4 | - | 13.44 | 320W | - | 42 | Modules | Main Inventry | In Operation |  | In Warranty | Trina Solar Co. Ltd. | 2017-09-26 | 2027-09-26 | 120 | TED-A11042-1808-XSC-0109-0 | Trina Solar Co. Ltd. | HSEPL | TSM-320PD14 | [5 empty] | Bescom | HSEPL | Clean Solar Power Tumkur Private Limited | Meera Corporation Kr | 2023-03-15 | 12
CNHalli_Block5 | Modules | CNHalli_Block5_SMB4.4_S4 | PV Solar Module String |  | CNHalli_BLOCK_5_SMB4.4 | - | 13.44 | 320W | - | 42 | Modules | Main Inventry | In Operation |  | In Warranty | Trina Solar Co. Ltd. | 2017-09-26 | 2027-09-26 | 120 | TED-A11042-1808-XSC-0109-0 | Trina Solar Co. Ltd. | HSEPL | TSM-320PD14 | [5 empty] | Bescom | HSEPL | Clean Solar Power Tumkur Private Limited | Meera Corporation Kr | 2023-03-15 | 12
CNHalli_Block5 | Modules | CNHalli_Block5_SMB4.4_S5 | PV Solar Module String |  | CNHalli_BLOCK_5_SMB4.4 | - | 13.44 | 320W | - | 42 | Modules | Main Inventry | In Operation |  | In Warranty | Trina Solar Co. Ltd. | 2017-09-26 | 2027-09-26 | 120 | TED-A11042-1808-XSC-0109-0 | Trina Solar Co. Ltd. | HSEPL | TSM-320PD14 | [5 empty] | Bescom | HSEPL | Clean Solar Power Tumkur Private Limited | Meera Corporation Kr | 2023-03-15 | 12
CNHalli_Block5 | Modules | CNHalli_Block5_SMB4.4_S6 | PV Solar Module String |  | CNHalli_BLOCK_5_SMB4.4 | - | 13.44 | 320W | - | 42 | Modules | Main Inventry | In Operation |  | In Warranty | Trina Solar Co. Ltd. | 2017-09-26 | 2027-09-26 | 120 | TED-A11042-1808-XSC-0109-0 | Trina Solar Co. Ltd. | HSEPL | TSM-320PD14 | [5 empty] | Bescom | HSEPL | Clean Solar Power Tumkur Private Limited | Meera Corporation Kr | 2023-03-15 | 12
CNHalli_Block5 | Modules | CNHalli_Block5_SMB4.4_S7 | PV Solar Module String |  | CNHalli_BLOCK_5_SMB4.4 | - | 13.44 | 320W | - | 42 | Modules | Main Inventry | In Operation |  | In Warranty | Trina Solar Co. Ltd. | 2017-09-26 | 2027-09-26 | 120 | TED-A11042-1808-XSC-0109-0 | Trina Solar Co. Ltd. | HSEPL | TSM-320PD14 | [5 empty] | Bescom | HSEPL | Clean Solar Power Tumkur Private Limited | Meera Corporation Kr | 2023-03-15 | 12
CNHalli_Block5 | Modules | CNHalli_Block5_SMB4.4_S8 | PV Solar Module String |  | CNHalli_BLOCK_5_SMB4.4 | - | 13.44 | 320W | - | 42 | Modules | Main Inventry | In Operation |  | In Warranty | Trina Solar Co. Ltd. | 2017-09-26 | 2027-09-26 | 120 | TED-A11042-1808-XSC-0109-0 | Trina Solar Co. Ltd. | HSEPL | TSM-320PD14 | [5 empty] | Bescom | HSEPL | Clean Solar Power Tumkur Private Limited | Meera Corporation Kr | 2023-03-15 | 12
CNHalli_Block5 | Modules | CNHalli_Block5_SMB4.4_S9 | PV Solar Module String |  | CNHalli_BLOCK_5_SMB4.4 | - | 13.44 | 320W | - | 42 | Modules | Main Inventry | In Operation |  | In Warranty | Trina Solar Co. Ltd. | 2017-09-26 | 2027-09-26 | 120 | TED-A11042-1808-XSC-0109-0 | Trina Solar Co. Ltd. | HSEPL | TSM-320PD14 | [5 empty] | Bescom | HSEPL | Clean Solar Power Tumkur Private Limited | Meera Corporation Kr | 2023-03-15 | 12
CNHalli_Block5 | Modules | CNHalli_Block5_SMB4.4_S10 | PV Solar Module String |  | CNHalli_BLOCK_5_SMB4.4 | - | 13.44 | 320W | - | 42 | Modules | Main Inventry | In Operation |  | In Warranty | Trina Solar Co. Ltd. | 2017-09-26 | 2027-09-26 | 120 | TED-A11042-1808-XSC-0109-0 | Trina Solar Co. Ltd. | HSEPL | TSM-320PD14 | [5 empty] | Bescom | HSEPL | Clean Solar Power Tumkur Private Limited | Meera Corporation Kr | 2023-03-15 | 12
CNHalli_Block5 | Modules | CNHalli_Block5_SMB4.4_S11 | PV Solar Module String |  | CNHalli_BLOCK_5_SMB4.4 | - | 13.44 | 320W | - | 42 | Modules | Main Inventry | In Operation |  | In Warranty | Trina Solar Co. Ltd. | 2017-09-26 | 2027-09-26 | 120 | TED-A11042-1808-XSC-0109-0 | Trina Solar Co. Ltd. | HSEPL | TSM-320PD14 | [5 empty] | Bescom | HSEPL | Clean Solar Power Tumkur Private Limited | Meera Corporation Kr | 2023-03-15 | 12
CNHalli_Block5 | Modules | CNHalli_Block5_SMB4.4_S12 | PV Solar Module String |  | CNHalli_BLOCK_5_SMB4.4 | - | 13.44 | 320W | - | 42 | Modules | Main Inventry | In Operation |  | In Warranty | Trina Solar Co. Ltd. | 2017-09-26 | 2027-09-26 | 120 | TED-A11042-1808-XSC-0109-0 | Trina Solar Co. Ltd. | HSEPL | TSM-320PD14 | [5 empty] | Bescom | HSEPL | Clean Solar Power Tumkur Private Limited | Meera Corporation Kr | 2023-03-15 | 12
CNHalli_Block5 | Modules | CNHalli_Block5_SMB4.5_S1 | PV Solar Module String |  | CNHalli_BLOCK_5_SMB4.5 | - | 13.44 | 320W | - | 42 | Modules | Main Inventry | In Operation |  | In Warranty | Trina Solar Co. Ltd. | 2017-09-26 | 2027-09-26 | 120 | TED-A11042-1808-XSC-0109-0 | Trina Solar Co. Ltd. | HSEPL | TSM-320PD14 | [5 empty] | Bescom | HSEPL | Clean Solar Power Tumkur Private Limited | Meera Corporation Kr | 2023-03-15 | 12
CNHalli_Block5 | Modules | CNHalli_Block5_SMB4.5_S2 | PV Solar Module String |  | CNHalli_BLOCK_5_SMB4.5 | - | 13.44 | 320W | - | 42 | Modules | Main Inventry | In Operation |  | In Warranty | Trina Solar Co. Ltd. | 2017-09-26 | 2027-09-26 | 120 | TED-A11042-1808-XSC-0109-0 | Trina Solar Co. Ltd. | HSEPL | TSM-320PD14 | [5 empty] | Bescom | HSEPL | Clean Solar Power Tumkur Private Limited | Meera Corporation Kr | 2023-03-15 | 12
CNHalli_Block5 | Modules | CNHalli_Block5_SMB4.5_S3 | PV Solar Module String |  | CNHalli_BLOCK_5_SMB4.5 | - | 13.44 | 320W | - | 42 | Modules | Main Inventry | In Operation |  | In Warranty | Trina Solar Co. Ltd. | 2017-09-26 | 2027-09-26 | 120 | TED-A11042-1808-XSC-0109-0 | Trina Solar Co. Ltd. | HSEPL | TSM-320PD14 | [5 empty] | Bescom | HSEPL | Clean Solar Power Tumkur Private Limited | Meera Corporation Kr | 2023-03-15 | 12
CNHalli_Block5 | Modules | CNHalli_Block5_SMB4.5_S4 | PV Solar Module String |  | CNHalli_BLOCK_5_SMB4.5 | - | 13.44 | 320W | - | 42 | Modules | Main Inventry | In Operation |  | In Warranty | Trina Solar Co. Ltd. | 2017-09-26 | 2027-09-26 | 120 | TED-A11042-1808-XSC-0109-0 | Trina Solar Co. Ltd. | HSEPL | TSM-320PD14 | [5 empty] | Bescom | HSEPL | Clean Solar Power Tumkur Private Limited | Meera Corporation Kr | 2023-03-15 | 12
CNHalli_Block5 | Modules | CNHalli_Block5_SMB4.5_S5 | PV Solar Module String |  | CNHalli_BLOCK_5_SMB4.5 | - | 13.44 | 320W | - | 42 | Modules | Main Inventry | In Operation |  | In Warranty | Trina Solar Co. Ltd. | 2017-09-26 | 2027-09-26 | 120 | TED-A11042-1808-XSC-0109-0 | Trina Solar Co. Ltd. | HSEPL | TSM-320PD14 | [5 empty] | Bescom | HSEPL | Clean Solar Power Tumkur Private Limited | Meera Corporation Kr | 2023-03-15 | 12
CNHalli_Block5 | Modules | CNHalli_Block5_SMB4.5_S6 | PV Solar Module String |  | CNHalli_BLOCK_5_SMB4.5 | - | 13.44 | 320W | - | 42 | Modules | Main Inventry | In Operation |  | In Warranty | Trina Solar Co. Ltd. | 2017-09-26 | 2027-09-26 | 120 | TED-A11042-1808-XSC-0109-0 | Trina Solar Co. Ltd. | HSEPL | TSM-320PD14 | [5 empty] | Bescom | HSEPL | Clean Solar Power Tumkur Private Limited | Meera Corporation Kr | 2023-03-15 | 12
CNHalli_Block5 | Modules | CNHalli_Block5_SMB4.5_S7 | PV Solar Module String |  | CNHalli_BLOCK_5_SMB4.5 | - | 13.44 | 320W | - | 42 | Modules | Main Inventry | In Operation |  | In Warranty | Trina Solar Co. Ltd. | 2017-09-26 | 2027-09-26 | 120 | TED-A11042-1808-XSC-0109-0 | Trina Solar Co. Ltd. | HSEPL | TSM-320PD14 | [5 empty] | Bescom | HSEPL | Clean Solar Power Tumkur Private Limited | Meera Corporation Kr | 2023-03-15 | 12
CNHalli_Block5 | Modules | CNHalli_Block5_SMB4.5_S8 | PV Solar Module String |  | CNHalli_BLOCK_5_SMB4.5 | - | 13.44 | 320W | - | 42 | Modules | Main Inventry | In Operation |  | In Warranty | Trina Solar Co. Ltd. | 2017-09-26 | 2027-09-26 | 120 | TED-A11042-1808-XSC-0109-0 | Trina Solar Co. Ltd. | HSEPL | TSM-320PD14 | [5 empty] | Bescom | HSEPL | Clean Solar Power Tumkur Private Limited | Meera Corporation Kr | 2023-03-15 | 12
CNHalli_Block5 | Modules | CNHalli_Block5_SMB4.5_S9 | PV Solar Module String |  | CNHalli_BLOCK_5_SMB4.5 | - | 13.44 | 320W | - | 42 | Modules | Main Inventry | In Operation |  | In Warranty | Trina Solar Co. Ltd. | 2017-09-26 | 2027-09-26 | 120 | TED-A11042-1808-XSC-0109-0 | Trina Solar Co. Ltd. | HSEPL | TSM-320PD14 | [5 empty] | Bescom | HSEPL | Clean Solar Power Tumkur Private Limited | Meera Corporation Kr | 2023-03-15 | 12
CNHalli_Block5 | Modules | CNHalli_Block5_SMB4.5_S10 | PV Solar Module String |  | CNHalli_BLOCK_5_SMB4.5 | - | 13.44 | 320W | - | 42 | Modules | Main Inventry | In Operation |  | In Warranty | Trina Solar Co. Ltd. | 2017-09-26 | 2027-09-26 | 120 | TED-A11042-1808-XSC-0109-0 | Trina Solar Co. Ltd. | HSEPL | TSM-320PD14 | [5 empty] | Bescom | HSEPL | Clean Solar Power Tumkur Private Limited | Meera Corporation Kr | 2023-03-15 | 12
CNHalli_Block5 | Modules | CNHalli_Block5_SMB4.5_S11 | PV Solar Module String |  | CNHalli_BLOCK_5_SMB4.5 | - | 13.44 | 320W | - | 42 | Modules | Main Inventry | In Operation |  | In Warranty | Trina Solar Co. Ltd. | 2017-09-26 | 2027-09-26 | 120 | TED-A11042-1808-XSC-0109-0 | Trina Solar Co. Ltd. | HSEPL | TSM-320PD14 | [5 empty] | Bescom | HSEPL | Clean Solar Power Tumkur Private Limited | Meera Corporation Kr | 2023-03-15 | 12
CNHalli_Block5 | Modules | CNHalli_Block5_SMB4.5_S12 | PV Solar Module String |  | CNHalli_BLOCK_5_SMB4.5 | - | 13.44 | 320W | - | 42 | Modules | Main Inventry | In Operation |  | In Warranty | Trina Solar Co. Ltd. | 2017-09-26 | 2027-09-26 | 120 | TED-A11042-1808-XSC-0109-0 | Trina Solar Co. Ltd. | HSEPL | TSM-320PD14 | [5 empty] | Bescom | HSEPL | Clean Solar Power Tumkur Private Limited | Meera Corporation Kr | 2023-03-15 | 12
CNHalli_Block5 | Modules | CNHalli_Block5_SMB4.6_S1 | PV Solar Module String |  | CNHalli_BLOCK_5_SMB4.6 | - | 13.44 | 320W | - | 42 | Modules | Main Inventry | In Operation |  | In Warranty | Trina Solar Co. Ltd. | 2017-09-26 | 2027-09-26 | 120 | TED-A11042-1808-XSC-0109-0 | Trina Solar Co. Ltd. | HSEPL | TSM-320PD14 | [5 empty] | Bescom | HSEPL | Clean Solar Power Tumkur Private Limited | Meera Corporation Kr | 2023-03-15 | 12
CNHalli_Block5 | Modules | CNHalli_Block5_SMB4.6_S2 | PV Solar Module String |  | CNHalli_BLOCK_5_SMB4.6 | - | 13.44 | 320W | - | 42 | Modules | Main Inventry | In Operation |  | In Warranty | Trina Solar Co. Ltd. | 2017-09-26 | 2027-09-26 | 120 | TED-A11042-1808-XSC-0109-0 | Trina Solar Co. Ltd. | HSEPL | TSM-320PD14 | [5 empty] | Bescom | HSEPL | Clean Solar Power Tumkur Private Limited | Meera Corporation Kr | 2023-03-15 | 12
CNHalli_Block5 | Modules | CNHalli_Block5_SMB4.6_S3 | PV Solar Module String |  | CNHalli_BLOCK_5_SMB4.6 | - | 13.44 | 320W | - | 42 | Modules | Main Inventry | In Operation |  | In Warranty | Trina Solar Co. Ltd. | 2017-09-26 | 2027-09-26 | 120 | TED-A11042-1808-XSC-0109-0 | Trina Solar Co. Ltd. | HSEPL | TSM-320PD14 | [5 empty] | Bescom | HSEPL | Clean Solar Power Tumkur Private Limited | Meera Corporation Kr | 2023-03-15 | 12
CNHalli_Block5 | Modules | CNHalli_Block5_SMB4.6_S4 | PV Solar Module String |  | CNHalli_BLOCK_5_SMB4.6 | - | 13.44 | 320W | - | 42 | Modules | Main Inventry | In Operation |  | In Warranty | Trina Solar Co. Ltd. | 2017-09-26 | 2027-09-26 | 120 | TED-A11042-1808-XSC-0109-0 | Trina Solar Co. Ltd. | HSEPL | TSM-320PD14 | [5 empty] | Bescom | HSEPL | Clean Solar Power Tumkur Private Limited | Meera Corporation Kr | 2023-03-15 | 12
CNHalli_Block5 | Modules | CNHalli_Block5_SMB4.6_S5 | PV Solar Module String |  | CNHalli_BLOCK_5_SMB4.6 | - | 13.44 | 320W | - | 42 | Modules | Main Inventry | In Operation |  | In Warranty | Trina Solar Co. Ltd. | 2017-09-26 | 2027-09-26 | 120 | TED-A11042-1808-XSC-0109-0 | Trina Solar Co. Ltd. | HSEPL | TSM-320PD14 | [5 empty] | Bescom | HSEPL | Clean Solar Power Tumkur Private Limited | Meera Corporation Kr | 2023-03-15 | 12
CNHalli_Block5 | Modules | CNHalli_Block5_SMB4.6_S6 | PV Solar Module String |  | CNHalli_BLOCK_5_SMB4.6 | - | 13.44 | 320W | - | 42 | Modules | Main Inventry | In Operation |  | In Warranty | Trina Solar Co. Ltd. | 2017-09-26 | 2027-09-26 | 120 | TED-A11042-1808-XSC-0109-0 | Trina Solar Co. Ltd. | HSEPL | TSM-320PD14 | [5 empty] | Bescom | HSEPL | Clean Solar Power Tumkur Private Limited | Meera Corporation Kr | 2023-03-15 | 12
CNHalli_Block5 | Modules | CNHalli_Block5_SMB4.6_S7 | PV Solar Module String |  | CNHalli_BLOCK_5_SMB4.6 | - | 13.44 | 320W | - | 42 | Modules | Main Inventry | In Operation |  | In Warranty | Trina Solar Co. Ltd. | 2017-09-26 | 2027-09-26 | 120 | TED-A11042-1808-XSC-0109-0 | Trina Solar Co. Ltd. | HSEPL | TSM-320PD14 | [5 empty] | Bescom | HSEPL | Clean Solar Power Tumkur Private Limited | Meera Corporation Kr | 2023-03-15 | 12
CNHalli_Block5 | Modules | CNHalli_Block5_SMB4.6_S8 | PV Solar Module String |  | CNHalli_BLOCK_5_SMB4.6 | - | 13.44 | 320W | - | 42 | Modules | Main Inventry | In Operation |  | In Warranty | Trina Solar Co. Ltd. | 2017-09-26 | 2027-09-26 | 120 | TED-A11042-1808-XSC-0109-0 | Trina Solar Co. Ltd. | HSEPL | TSM-320PD14 | [5 empty] | Bescom | HSEPL | Clean Solar Power Tumkur Private Limited | Meera Corporation Kr | 2023-03-15 | 12
CNHalli_Block5 | Modules | CNHalli_Block5_SMB4.6_S9 | PV Solar Module String |  | CNHalli_BLOCK_5_SMB4.6 | - | 13.44 | 320W | - | 42 | Modules | Main Inventry | In Operation |  | In Warranty | Trina Solar Co. Ltd. | 2017-09-26 | 2027-09-26 | 120 | TED-A11042-1808-XSC-0109-0 | Trina Solar Co. Ltd. | HSEPL | TSM-320PD14 | [5 empty] | Bescom | HSEPL | Clean Solar Power Tumkur Private Limited | Meera Corporation Kr | 2023-03-15 | 12
CNHalli_Block5 | Modules | CNHalli_Block5_SMB4.6_S10 | PV Solar Module String |  | CNHalli_BLOCK_5_SMB4.6 | - | 13.44 | 320W | - | 42 | Modules | Main Inventry | In Operation |  | In Warranty | Trina Solar Co. Ltd. | 2017-09-26 | 2027-09-26 | 120 | TED-A11042-1808-XSC-0109-0 | Trina Solar Co. Ltd. | HSEPL | TSM-320PD14 | [5 empty] | Bescom | HSEPL | Clean Solar Power Tumkur Private Limited | Meera Corporation Kr | 2023-03-15 | 12
CNHalli_Block5 | Modules | CNHalli_Block5_SMB4.6_S11 | PV Solar Module String |  | CNHalli_BLOCK_5_SMB4.6 | - | 13.44 | 320W | - | 42 | Modules | Main Inventry | In Operation |  | In Warranty | Trina Solar Co. Ltd. | 2017-09-26 | 2027-09-26 | 120 | TED-A11042-1808-XSC-0109-0 | Trina Solar Co. Ltd. | HSEPL | TSM-320PD14 | [5 empty] | Bescom | HSEPL | Clean Solar Power Tumkur Private Limited | Meera Corporation Kr | 2023-03-15 | 12
CNHalli_Block5 | Modules | CNHalli_Block5_SMB4.6_S12 | PV Solar Module String |  | CNHalli_BLOCK_5_SMB4.6 | - | 13.44 | 320W | - | 42 | Modules | Main Inventry | In Operation |  | In Warranty | Trina Solar Co. Ltd. | 2017-09-26 | 2027-09-26 | 120 | TED-A11042-1808-XSC-0109-0 | Trina Solar Co. Ltd. | HSEPL | TSM-320PD14 | [5 empty] | Bescom | HSEPL | Clean Solar Power Tumkur Private Limited | Meera Corporation Kr | 2023-03-15 | 12
CNHalli_Block5 | Modules | CNHalli_Block5_SMB4.7_S1 | PV Solar Module String |  | CNHalli_BLOCK_5_SMB4.7 | - | 13.44 | 320W | - | 42 | Modules | Main Inventry | In Operation |  | In Warranty | Trina Solar Co. Ltd. | 2017-09-26 | 2027-09-26 | 120 | TED-A11042-1808-XSC-0109-0 | Trina Solar Co. Ltd. | HSEPL | TSM-320PD14 | [5 empty] | Bescom | HSEPL | Clean Solar Power Tumkur Private Limited | Meera Corporation Kr | 2023-03-15 | 12
CNHalli_Block5 | Modules | CNHalli_Block5_SMB4.7_S2 | PV Solar Module String |  | CNHalli_BLOCK_5_SMB4.7 | - | 13.44 | 320W | - | 42 | Modules | Main Inventry | In Operation |  | In Warranty | Trina Solar Co. Ltd. | 2017-09-26 | 2027-09-26 | 120 | TED-A11042-1808-XSC-0109-0 | Trina Solar Co. Ltd. | HSEPL | TSM-320PD14 | [5 empty] | Bescom | HSEPL | Clean Solar Power Tumkur Private Limited | Meera Corporation Kr | 2023-03-15 | 12
CNHalli_Block5 | Modules | CNHalli_Block5_SMB4.7_S3 | PV Solar Module String |  | CNHalli_BLOCK_5_SMB4.7 | - | 13.44 | 320W | - | 42 | Modules | Main Inventry | In Operation |  | In Warranty | Trina Solar Co. Ltd. | 2017-09-26 | 2027-09-26 | 120 | TED-A11042-1808-XSC-0109-0 | Trina Solar Co. Ltd. | HSEPL | TSM-320PD14 | [5 empty] | Bescom | HSEPL | Clean Solar Power Tumkur Private Limited | Meera Corporation Kr | 2023-03-15 | 12
CNHalli_Block5 | Modules | CNHalli_Block5_SMB4.7_S4 | PV Solar Module String |  | CNHalli_BLOCK_5_SMB4.7 | - | 13.44 | 320W | - | 42 | Modules | Main Inventry | In Operation |  | In Warranty | Trina Solar Co. Ltd. | 2017-09-26 | 2027-09-26 | 120 | TED-A11042-1808-XSC-0109-0 | Trina Solar Co. Ltd. | HSEPL | TSM-320PD14 | [5 empty] | Bescom | HSEPL | Clean Solar Power Tumkur Private Limited | Meera Corporation Kr | 2023-03-15 | 12
CNHalli_Block5 | Modules | CNHalli_Block5_SMB4.7_S5 | PV Solar Module String |  | CNHalli_BLOCK_5_SMB4.7 | - | 13.44 | 320W | - | 42 | Modules | Main Inventry | In Operation |  | In Warranty | Trina Solar Co. Ltd. | 2017-09-26 | 2027-09-26 | 120 | TED-A11042-1808-XSC-0109-0 | Trina Solar Co. Ltd. | HSEPL | TSM-320PD14 | [5 empty] | Bescom | HSEPL | Clean Solar Power Tumkur Private Limited | Meera Corporation Kr | 2023-03-15 | 12
CNHalli_Block5 | Modules | CNHalli_Block5_SMB4.7_S6 | PV Solar Module String |  | CNHalli_BLOCK_5_SMB4.7 | - | 13.44 | 320W | - | 42 | Modules | Main Inventry | In Operation |  | In Warranty | Trina Solar Co. Ltd. | 2017-09-26 | 2027-09-26 | 120 | TED-A11042-1808-XSC-0109-0 | Trina Solar Co. Ltd. | HSEPL | TSM-320PD14 | [5 empty] | Bescom | HSEPL | Clean Solar Power Tumkur Private Limited | Meera Corporation Kr | 2023-03-15 | 12
CNHalli_Block5 | Modules | CNHalli_Block5_SMB4.7_S7 | PV Solar Module String |  | CNHalli_BLOCK_5_SMB4.7 | - | 13.44 | 320W | - | 42 | Modules | Main Inventry | In Operation |  | In Warranty | Trina Solar Co. Ltd. | 2017-09-26 | 2027-09-26 | 120 | TED-A11042-1808-XSC-0109-0 | Trina Solar Co. Ltd. | HSEPL | TSM-320PD14 | [5 empty] | Bescom | HSEPL | Clean Solar Power Tumkur Private Limited | Meera Corporation Kr | 2023-03-15 | 12
CNHalli_Block5 | Modules | CNHalli_Block5_SMB4.7_S8 | PV Solar Module String |  | CNHalli_BLOCK_5_SMB4.7 | - | 13.44 | 320W | - | 42 | Modules | Main Inventry | In Operation |  | In Warranty | Trina Solar Co. Ltd. | 2017-09-26 | 2027-09-26 | 120 | TED-A11042-1808-XSC-0109-0 | Trina Solar Co. Ltd. | HSEPL | TSM-320PD14 | [5 empty] | Bescom | HSEPL | Clean Solar Power Tumkur Private Limited | Meera Corporation Kr | 2023-03-15 | 12
CNHalli_Block5 | Modules | CNHalli_Block5_SMB4.7_S9 | PV Solar Module String |  | CNHalli_BLOCK_5_SMB4.7 | - | 13.44 | 320W | - | 42 | Modules | Main Inventry | In Operation |  | In Warranty | Trina Solar Co. Ltd. | 2017-09-26 | 2027-09-26 | 120 | TED-A11042-1808-XSC-0109-0 | Trina Solar Co. Ltd. | HSEPL | TSM-320PD14 | [5 empty] | Bescom | HSEPL | Clean Solar Power Tumkur Private Limited | Meera Corporation Kr | 2023-03-15 | 12
CNHalli_Block5 | Modules | CNHalli_Block5_SMB4.7_S10 | PV Solar Module String |  | CNHalli_BLOCK_5_SMB4.7 | - | 13.44 | 320W | - | 42 | Modules | Main Inventry | In Operation |  | In Warranty | Trina Solar Co. Ltd. | 2017-09-26 | 2027-09-26 | 120 | TED-A11042-1808-XSC-0109-0 | Trina Solar Co. Ltd. | HSEPL | TSM-320PD14 | [5 empty] | Bescom | HSEPL | Clean Solar Power Tumkur Private Limited | Meera Corporation Kr | 2023-03-15 | 12
CNHalli_MCR | Pyranometer | MCR_Pyronometer GHI | Pyronometer GHI |  | CNHalli_MCR | 174312 | - | 12VDC |  | 1 | GHI_Radiation_Sensor | Main Inventry | In Operation |  | Out of Warranty | Meatech solutions LLP | 2017-07-07 | 2019-07-06 | 24 | MTS/WC/2017-18/37 | KIPP & ZONEN | L&T | CMP11 | [5 empty] | Bescom | HSEPL | Clean Solar Power Tumkur Private Limited | Meera Corporation Kr | 2021-05-24 | 24
CNHalli_MCR | Pyranometer | MCR_Pyronometer GTI | Pyronometer GTI |  | CNHalli_MCR | 174158 | - | 12VDC |  | 1 | GHI_Radiation_Sensor | Main Inventry | In Operation |  | Out of Warranty | Meatech solutions LLP | 2017-07-07 | 2019-07-06 | 24 | MTS/WC/2017-18/38 | KIPP & ZONEN | L&T | CMP11 | [5 empty] | Bescom | HSEPL | Clean Solar Power Tumkur Private Limited | Meera Corporation Kr | 2021-05-24 | 24
CNHalli_MCR | Pyranometer | MCR_Pyronometer POA1 | Pyronometer POA1 |  | CNHalli_MCR | 174311 | - | 12VDC |  | 1 | POA_Radiation_Sensor | Main Inventry | In Operation |  | Out of Warranty | Meatech solutions LLP | 2017-07-07 | 2019-07-06 | 24 | MTS/WC/2017-18/39 | KIPP & ZONEN | L&T | CMP11 | [5 empty] | Bescom | HSEPL | Clean Solar Power Tumkur Private Limited | Meera Corporation Kr | 2021-06-25 | 24
CNHalli_MCR | Pyranometer | MCR_Pyronometer POA2 | Pyronometer POA2 |  | CNHalli_ICR5 | 212502 | - | 24VDC |  | 1 | POA_Radiation_Sensor | Main Inventry | In Operation |  | Out of Warranty | Meatech solutions LLP | 2017-07-07 | 2019-07-06 | 24 | MTS/WC/2017-18/40 | KIPP & ZONEN | L&T | SMP11-A | [5 empty] | Bescom | HSEPL | Clean Solar Power Tumkur Private Limited | Meera Corporation Kr | 2021-04-06 | 24
CNHalli_MCR | WMS | MCR_Weather station | Weather monitering station |  | CNHalli_MCR | - | - | 12DC |  | 1 | WMS | Main Inventry | In Operation |  | Out of Warranty | Meatech solutions LLP | 2017-07-07 | 2019-07-06 | 24 | MTS/WC/2017-18/41 | Campbell Scientific | L&T | - | [5 empty] | Bescom | HSEPL | Clean Solar Power Tumkur Private Limited | Meera Corporation Kr | - | NA
CNHalli_MCR | Transformer | CNHalli_MCR_Aux-Trafo | Aux Trafo |  | CNHalli_MCR | VMCL/a/3084 | - | - | 11KV/400V, 75 KVA | 1 | Transformer | Main Inventry | In Operation |  | Out of Warranty | Voltech Manufacturing Company Ltd. | 2017-09-26 | 2022-09-25 | 60 | NA | Voltech Manufacturing Company Ltd. | L&T | ONAN | [5 empty] | Bescom | HSEPL | Clean Solar Power Tumkur Private Limited | Meera Corporation Kr | - | NA
CNHalli_MCR | Control & Relay Panel | MCR_CRP | Control Relay Panel |  | CNHalli_MCR | 2017001097 | - | 110V (DC) |  | 1 | Control & Relay Panel | Main Inventry | In Operation |  | Out of Warranty | ABB | 2017-09-26 | 2022-09-25 | 60 | NA | ABB | L&T | - | [5 empty] | Bescom | HSEPL | Clean Solar Power Tumkur Private Limited | Meera Corporation Kr | 2022-12-14 | 12
CNHalli_MCR | RTCC Panel | MCR_RTCC | Remote Tap Changer Control Panel |  | CNHalli_MCR | 8171883/1 | - | - |  | 1 | RTCC Panel | Main Inventry | In Operation |  | Out of Warranty | Schneider Electric infrastructure Ltd. | 2017-09-26 |  |  | NA | Schneider Electric infrastructure Ltd. | L&T | - | [5 empty] | Bescom | HSEPL | Clean Solar Power Tumkur Private Limited | Meera Corporation Kr | - | NA
CNHalli_MCR | ACDB | MCR_ACDB | ACDB |  | CNHalli_ACDB | - | - | - | 433v / 150/1 A | 1 | ACDB LT Panel | Main Inventry | In Operation |  | Out of Warranty | StahllformTechnik Pvt. Ltd. | 2017-09-26 | 2022-09-25 | 60 | NA | StahllformTechnik Pvt. Ltd. | L&T | Indoor floor Mouinting | [5 empty] | Bescom | HSEPL | Clean Solar Power Tumkur Private Limited | Meera Corporation Kr | - | NA
CNHalli_MCR | SCADA | MCR_PLC | PLC |  | CNHalli_MCR | PRJ10124-P1 | - | 24v Dc | 230V (AC) | 1 | PLC Panel | Main Inventry | In Operation |  | Out of Warranty | GE Intelligent Platforms | 2017-09-26 | 2019-09-25 | 24 | NA | GE Intelligent Platforms | L&T | Indoor floor Mouinting | [5 empty] | Bescom | HSEPL | Clean Solar Power Tumkur Private Limited | Meera Corporation Kr | - | NA
CNHalli_MCR | SCADA | MCR_PLC | CNHalli_MCR_PLC Processor |  | CNHalli_MCR | PRJ10124-P1 | - | 24v Dc | 230V (AC) | 1 | PLC Panel | Main Inventry | In Operation |  | Out of Warranty | GE Intelligent Platforms | 2017-09-26 | 2019-09-25 | 24 | NA | GE Intelligent Platforms | L&T | Indoor floor Mouinting | [5 empty] | Bescom | HSEPL | Clean Solar Power Tumkur Private Limited | Meera Corporation Kr | - | NA
CNHalli_MCR | SCADA | MCR_PLC | CNHalli_MCR_PLC_OFC to Ethernet |  | CNHalli_MCR | PRJ10124-P1 | - | 24v Dc | 230V (AC) | 1 | PLC Panel | Main Inventry | In Operation |  | Out of Warranty | GE Intelligent Platforms | 2017-09-26 | 2019-09-25 | 24 | NA | GE Intelligent Platforms | L&T | Indoor floor Mouinting | [5 empty] | Bescom | HSEPL | Clean Solar Power Tumkur Private Limited | Meera Corporation Kr | - | NA
CNHalli_MCR | SCADA | MCR_PLC | CNHalli_MCR_DI Module |  | CNHalli_MCR | PRJ10124-P1 | - | 24v Dc | 230V (AC) | 1 | PLC Panel | Main Inventry | In Operation |  | Out of Warranty | GE Intelligent Platforms | 2017-09-26 | 2019-09-25 | 24 | NA | GE Intelligent Platforms | L&T | Indoor floor Mouinting | [5 empty] | Bescom | HSEPL | Clean Solar Power Tumkur Private Limited | Meera Corporation Kr | - | NA
CNHalli_MCR | SCADA | MCR_PLC | CNHalli_MCR_AI Module |  | CNHalli_MCR | PRJ10124-P1 | - | 24v Dc | 230V (AC) | 1 | PLC Panel | Main Inventry | In Operation |  | Out of Warranty | GE Intelligent Platforms | 2017-09-26 | 2019-09-25 | 24 | NA | GE Intelligent Platforms | L&T | Indoor floor Mouinting | [5 empty] | Bescom | HSEPL | Clean Solar Power Tumkur Private Limited | Meera Corporation Kr | - | NA
CNHalli_MCR | SCADA | MCR_PLC | CNHalli_MCR_PLC_RS485 to Ethernet |  | CNHalli_MCR | PRJ10124-P1 | - | 24v Dc | 230V (AC) | 1 | PLC Panel | Main Inventry | In Operation |  | Out of Warranty | GE Intelligent Platforms | 2017-09-26 | 2019-09-25 | 24 | NA | GE Intelligent Platforms | L&T | Indoor floor Mouinting | [5 empty] | Bescom | HSEPL | Clean Solar Power Tumkur Private Limited | Meera Corporation Kr | - | NA
CNHalli_MCR | SCADA | MCR_PLC | CNHalli_MCR_Firewall |  | CNHalli_MCR | PRJ10124-P1 | - | 24v Dc | 230V (AC) | 1 | PLC Panel | Main Inventry | In Operation |  | Out of Warranty | GE Intelligent Platforms | 2017-09-26 | 2019-09-25 | 24 | NA | GE Intelligent Platforms | L&T | Indoor floor Mouinting | [5 empty] | Bescom | HSEPL | Clean Solar Power Tumkur Private Limited | Meera Corporation Kr | - | NA
CNHalli_MCR | SCADA | MCR_PLC | CNHalli_MCR_GPS |  | CNHalli_MCR | PRJ10124-P1 | - | 24v Dc | 230V (AC) | 1 | PLC Panel | Main Inventry | In Operation |  | Out of Warranty | GE Intelligent Platforms | 2017-09-26 | 2019-09-25 | 24 | NA | GE Intelligent Platforms | L&T | Indoor floor Mouinting | [5 empty] | Bescom | HSEPL | Clean Solar Power Tumkur Private Limited | Meera Corporation Kr | - | NA
CNHalli_MCR | SCADA | MCR_PLC | CNHalli_MCR_Printer |  | CNHalli_MCR | PRJ10124-P1 | - | 24v Dc | 230V (AC) | 1 | PLC Panel | Main Inventry | In Operation |  | Out of Warranty | GE Intelligent Platforms | 2017-09-26 | 2019-09-25 | 24 | NA | GE Intelligent Platforms | L&T | Indoor floor Mouinting | [5 empty] | Bescom | HSEPL | Clean Solar Power Tumkur Private Limited | Meera Corporation Kr | - | NA
CNHalli_MCR | NIFPS | MCR_NIFPS | NIFPS |  | CNHalli_MCR | 1706138 | - | 110V DC |  | 1 | NFPS | Main Inventry | In Operation |  | Out of Warranty | Schneider Electric infrastructure Ltd. | 2017-09-26 |  |  | NA | Tectonicus services (india) Private Limited | L&T | SED-3 | [5 empty] | Bescom | HSEPL | Clean Solar Power Tumkur Private Limited | Meera Corporation Kr | 2022-05-31 | 12
CNHalli_MCR | Battery Charger | MCR_Battery Charger | Battery Charger Pnael |  | CNHalli_Battery | 14165 | - | B-126.5v DC F- 123.75v DC | Input - 400V AC , 4 wire, 50 Hz - Out Put - 110V,30A DC | 1 | Battery Charger | Main Inventry | In Operation |  | Out of Warranty | HBL Power Systems Ltd., | 2017-08-31 | 2020-09-25 | 36 | HPSL:PI NO:1024428:INV No:110000291:17-18 | HBL Power Systems Ltd., | L&T | FCBC | [5 empty] | Bescom | HSEPL | Clean Solar Power Tumkur Private Limited | Meera Corporation Kr | - | NA
CNHalli_MCR | Battery | CNHalli_Battery Charger_Batteries | Battery Charger_Batteries |  | CNHalli_MCR | - | - | 2V |  | 55 | Batteries | Main Inventry | In Operation |  | Out of Warranty | HBL Power System | 2017-08-31 | 2020-09-25 | 36 | HPSL:PI NO:1024428:INV No:110000291:17-19 | HBL Power Systems Ltd., | L&T | Model: TRIUMPH-T-100HP | [5 empty] | Bescom | HSEPL | Clean Solar Power Tumkur Private Limited | Meera Corporation Kr
CNHalli_MCR | UPS | MCR_UPS | UPS |  | CNHalli_MCR | 20170600609 | - | 384V DC | 30KVA, 400V AC | 1 | UPS | Main Inventry | In Operation |  | Out of Warranty | Power One Micro Systems Pvt. Ltd., | 2017-08-31 | 2020-08-30 | 24 | NA | Power One Micro Systems Pvt. Ltd., | L&T | Model:PMP303R32 | [5 empty] | Bescom | HSEPL | Clean Solar Power Tumkur Private Limited | Meera Corporation Kr | - | NA
CNHalli_MCR | Battery | CNHalli_MCR_UPS_Batteries | UPS Battery |  | CNHalli_MCR | - | - | 12V |  | 32 | Batteries | Main Inventry | In Operation |  | Out of Warranty | Power One Micro Systems Pvt. Ltd., | 2017-08-31 | 2019-08-30 | 24 | NA | Exide | L&T | EP 150-12 | [5 empty] | Bescom | HSEPL | Clean Solar Power Tumkur Private Limited | Meera Corporation Kr
CNHalli_MCR | UPS | CNHalli_MCR_UPS_DB | UPD_DB |  | CNHalli_MCR | - | - | - | 3Ph 4 wire, 63A, 415V | 1 | UPS DB | Main Inventry | In Operation |  | Out of Warranty | Stahllform Technik | 2017-09-26 | 2022-09-25 | 60 | NA | StahllformTechnik Pvt. Ltd. | L&T | - | [5 empty] | Bescom | HSEPL | Clean Solar Power Tumkur Private Limited | Meera Corporation Kr
CNHalli_MCR | Lighting | CNHalli_MCR_LDB | LDB |  | CNHalli_MCR | - | - | - | 415V / 32A | 1 | LTDB | Main Inventry | In Operation |  | Out of Warranty | Stahllform Technik | 2017-09-26 | 2022-09-25 | 60 | NA | StahllformTechnik Pvt. Ltd. | L&T | - | [5 empty] | Bescom | HSEPL | Clean Solar Power Tumkur Private Limited | Meera Corporation Kr | - | NA
CNHalli_MCR | SCADA | MCR_SCADA Server | SCADA Main Server System |  | CNHalli_MCR | KMA3117730 | - | - | 230v AC, Win-10 Pro / 6TB HDD/16GB RAM | 1 | SCADA | Main Inventry | In Operation |  | Out of Warranty | Advantech Co., Ltd. | 2017-09-26 | - |  | NA | Advantech Co., Ltd. | L&T | Model: IPC-510 | [5 empty] | Bescom | HSEPL | Clean Solar Power Tumkur Private Limited | Meera Corporation Kr | - | NA
CNHalli_MCR | SCADA | MCR_SCADA Software | SCADA Software |  | CNHalli_MCR | - | - | - | Proficy Machine Edition-9.0, Logic developer professional | 1 | SCADA | Main Inventry | In Operation |  | Out of Warranty | Advantech Co., Ltd. | 2017-09-26 | - |  | NA | GE Intelligent Platforms | L&T | - | [5 empty] | Bescom | HSEPL | Clean Solar Power Tumkur Private Limited | Meera Corporation Kr | - | NA
CNHalli_MCR | SCADA | MCR_SQL Server Licence | SQL Server Licence |  | CNHalli_MCR | - | - | - | SQL Server Licence | 1 | SCADA | Main Inventry | In Operation |  | Out of Warranty | Adaptive Engineering Pvt. Ltd. | 2017-09-26 | - |  | NA | Advantech Co., Ltd. | L&T | - | [5 empty] | Bescom | HSEPL | Clean Solar Power Tumkur Private Limited | Meera Corporation Kr | - | NA
CNHalli_MCR | SCADA | MCR_Data Loger | Data Loger |  | CNHalli_MCR | 2853 | - | 12V DC | - | 1 | WMS | Main Inventry | In Operation |  | Out of Warranty | Campbell Scientific | 2017-07-07 | 2019-07-06 | 24 | NA | Campbell Scientific | L&T | CR300 Datalogger | [5 empty] | Bescom | HSEPL | Clean Solar Power Tumkur Private Limited | Meera Corporation Kr | - | NA
CNHalli_MCR | 11KV Feeder | MCR_11Kv Out going Feeder | 11Kv Out going Feeder |  | CNHalli_MCR | N828262 | - | - | 12Kv/1600A | 1 | Switchgear | Main Inventry | In Operation |  | Out of Warranty | Seimens Ltd. | 2017-09-26 | 2022-09-25 | 60 | NA | Seimens Ltd. | L&T | 3AH0 104-1Z, VCB | [5 empty] | Bescom | HSEPL | Clean Solar Power Tumkur Private Limited | Meera Corporation Kr | 2023-03-02 | 12
CNHalli_MCR | 11KV Feeder | MCR_11Kv Aux Feeder | 11Kv Aux Feeder |  | CNHalli_MCR | N828253 | - | - | 12Kv/800A | 1 | Switchgear | Main Inventry | In Operation |  | Out of Warranty | Seimens Ltd. | 2017-09-26 | 2022-09-25 | 60 | NA | Seimens Ltd. | L&T | KZ05, 3AH0 104-1Z, VCB | [5 empty] | Bescom | HSEPL | Clean Solar Power Tumkur Private Limited | Meera Corporation Kr | 2023-03-02 | 12
CNHalli_MCR | 11KV Feeder | MCR_Block-1_11Kv Feeder | Block-1 11Kv Feeder |  | CNHalli_MCR | N828260 | - | - | 12Kv/800A | 1 | Switchgear | Main Inventry | In Operation |  | Out of Warranty | Seimens Ltd. | 2017-09-26 | 2022-09-25 | 60 | NA | Seimens Ltd. | L&T | 3AH0 104-1Z, VCB | [5 empty] | Bescom | HSEPL | Clean Solar Power Tumkur Private Limited | Meera Corporation Kr | 2023-03-02 | 12
CNHalli_MCR | 11KV Feeder | MCR_Block-2_11Kv Feeder | Block-2 11Kv Feeder |  | CNHalli_MCR | N828255 | - | - | 12Kv/800A | 1 | Switchgear | Main Inventry | In Operation |  | Out of Warranty | Seimens Ltd. | 2017-09-26 | 2022-09-25 | 60 | NA | Seimens Ltd. | L&T | 3AH0 104-1Z, VCB | [5 empty] | Bescom | HSEPL | Clean Solar Power Tumkur Private Limited | Meera Corporation Kr | 2023-03-02 | 12
CNHalli_MCR | 11KV Feeder | MCR_Block-3_11Kv Feeder | Block-3 11Kv Feeder |  | CNHalli_MCR | N828257 | - | - | 12Kv/800A | 1 | Switchgear | Main Inventry | In Operation |  | Out of Warranty | Seimens Ltd. | 2017-09-26 | 2022-09-25 | 60 | NA | Seimens Ltd. | L&T | 3AH0 104-1Z, VCB | [5 empty] | Bescom | HSEPL | Clean Solar Power Tumkur Private Limited | Meera Corporation Kr | 2023-03-02 | 12
CNHalli_MCR | 11KV Feeder | MCR_Block-4_11Kv Feeder | Block-4 11Kv Feeder |  | CNHalli_MCR | N828256 | - | - | 12Kv/800A | 1 | Switchgear | Main Inventry | In Operation |  | Out of Warranty | Seimens Ltd. | 2017-09-26 | 2022-09-25 | 60 | NA | Seimens Ltd. | L&T | 3AH0 104-1Z, VCB | [5 empty] | Bescom | HSEPL | Clean Solar Power Tumkur Private Limited | Meera Corporation Kr | 2023-03-02 | 12
CNHalli_MCR | 11KV Feeder | MCR_Block-5_11Kv Feeder | Block-5 11Kv Feeder |  | CNHalli_MCR | N828258 | - | - | 12Kv/800A | 1 | Switchgear | Main Inventry | In Operation |  | Out of Warranty |  | 2017-09-26 | 2022-09-25 | 60 | NA | Seimens Ltd. | L&T | 3AH0 104-1Z, VCB | [5 empty] | Bescom |  | Clean Solar Power Tumkur Private Limited
CNHalli_MCR | 11KV Feeder | MCR_Capacitor_11Kv Feeder | Capacitor 11Kv Feeder |  | CNHalli_MCR | N828259 | - | - | 12Kv/800A | 1 | Switchgear | Main Inventry | In Operation |  | Out of Warranty | Seimens Ltd. | 2017-09-26 | 2022-09-25 | 60 | NA | Seimens Ltd. | L&T | 3AH0 104-1Z, VCB | [5 empty] | Bescom | HSEPL | Clean Solar Power Tumkur Private Limited | Meera Corporation Kr | 2023-03-02 | 12
CNHalli_SWITCHYARD | Power Transformer | Switch Yard_20/22MvA Trafo | Power Transformer |  | CNHalli_MCR | 8171883/1 | - | - | Rated Power: 20 / 22 MVA, HV/LV - 66KV / 11 KV. HV- 174.95 / 192.45 LV- 1049.73 / 1154.70 | 1 | Power Transformer | Main Inventry | In Operation |  | Out of Warranty | Schneider Electric infrastructure Ltd. | 2017-09-26 | 2020-09-25 | 36 | 8171880 | Schneider Electric infrastructure Ltd. | L&T | Double Wound, ONAN-ONAF, YNyn0 | [5 empty] | Bescom | HSEPL | Clean Solar Power Tumkur Private Limited | Meera Corporation Kr | 2022-12-15 | 12
CNHalli_SWITCHYARD | Surge Arrestor | Switch Yard_Trafo Side LA R-Phase | Trafo Side LA R-Phase |  | CNHalli_SWITCHYARD | 309 | - | - | 60KV, 10KA | 1 | Surge Arrestor | Main Inventry | In Operation |  | Out of Warranty | LAMCO Industries Private Limited | 2017-09-26 | 2018-09-25 | 12 | NA | LAMCO Industries Private Limited | L&T | LMAS. Class-3 | [5 empty] | Bescom | HSEPL | Clean Solar Power Tumkur Private Limited | Meera Corporation Kr | 2022-12-22 | 12
CNHalli_SWITCHYARD | Surge Arrestor | Switch Yard_Trafo Side LA Y-Phase | Trafo Side LA Y-Phase |  | CNHalli_SWITCHYARD | 310 | - | - | 60KV, 10KA | 1 | Surge Arrestor | Main Inventry | In Operation |  | Out of Warranty | LAMCO Industries Private Limited | 2017-09-26 | 2018-09-25 | 12 | NA | LAMCO Industries Private Limited | L&T | LMAS. Class-3 | [5 empty] | Bescom | HSEPL | Clean Solar Power Tumkur Private Limited | Meera Corporation Kr | 2022-12-22 | 12
CNHalli_SWITCHYARD | Surge Arrestor | Switch Yard_Trafo Side LA B-Phase | Trafo Side LA B-Phase |  | CNHalli_SWITCHYARD | 311 | - | - | 60KV, 10KA | 1 | Surge Arrestor | Main Inventry | In Operation |  | Out of Warranty | LAMCO Industries Private Limited | 2017-09-26 | 2018-09-25 | 12 | NA | LAMCO Industries Private Limited | L&T | LMAS. Class-3 | [5 empty] | Bescom | HSEPL | Clean Solar Power Tumkur Private Limited | Meera Corporation Kr | 2022-12-22 | 12
CNHalli_SWITCHYARD | Isolator | Switch Yard_Trafo Side Isolator | Trafo Side Isolator |  | CNHalli_SWITCHYARD | 17660 | - | - | 66 KV, 1250 A | 1 | Motorised Isolator | Main Inventry | In Operation |  | Out of Warranty | IPL Product | 2017-09-26 |  |  | NA | IPL Product | L&T | - | [5 empty] | Bescom | HSEPL | Clean Solar Power Tumkur Private Limited | Meera Corporation Kr | 2022-12-22 | 12
CNHalli_SWITCHYARD | Circuit Breaker | Switch Yard_SF6 Breaker | SF6 Breaker |  | CNHalli_SWITCHYARD | 70020036 | - | - | 72.5KV/1250A, 31.5kA 3S | 1 | Disconnecting Circuit Breaker | Main Inventry | In Operation |  | Out of Warranty | ABB | 2017-09-26 | 2022-09-25 | 60 | PGHV-B&M/4201444168/NG | ABB | L&T | EDF SK1-1/FSA-1F - Outdoor SF6 CB | [5 empty] | Bescom | HSEPL | Clean Solar Power Tumkur Private Limited | Meera Corporation Kr | 2022-12-14 | 12
CNHalli_SWITCHYARD | Current Transformer | Switch Yard_Protection CT R- Phase | Protection CT R- Phase |  | CNHalli_SWITCHYARD | CC4175 | - | - | 250/1-1-1-1A | 1 | Current Transformer | Main Inventry | In Operation |  | Out of Warranty | LAMCO Industries Private Limited | 2017-09-26 | 2018-09-25 | 12 | NA | LAMCO Industries Private Limited | L&T | 20 VA 20VA -0.2s 5P PS PS | [5 empty] | Bescom | HSEPL | Clean Solar Power Tumkur Private Limited | Meera Corporation Kr | 2022-12-14 | 12
CNHalli_SWITCHYARD | Current Transformer | Switch Yard_Protection CT Y-Phase | Protection CT Y-Phase |  | CNHalli_SWITCHYARD | CC4176 | - | - | 250/1-1-1-1A | 1 | Current Transformer | Main Inventry | In Operation |  | Out of Warranty | LAMCO Industries Private Limited | 2017-09-26 | 2018-09-25 | 12 | NA | LAMCO Industries Private Limited | L&T | 20 VA 20VA -0.2s 5P PS PS | [5 empty] | Bescom | HSEPL | Clean Solar Power Tumkur Private Limited | Meera Corporation Kr | 2022-12-14 | 12
CNHalli_SWITCHYARD | Current Transformer | Switch Yard_Protection CT B-Phase | Protection CT B-Phase |  | CNHalli_SWITCHYARD | CC4177 | - | - | 250/1-1-1-1A | 1 | Current Transformer | Main Inventry | In Operation |  | Out of Warranty | LAMCO Industries Private Limited | 2017-09-26 | 2018-09-25 | 12 | NA | LAMCO Industries Private Limited | L&T | 20 VA 20VA -0.2s 5P PS PS | [5 empty] | Bescom | HSEPL | Clean Solar Power Tumkur Private Limited | Meera Corporation Kr | 2022-12-14 | 12
CNHalli_SWITCHYARD | Potential Transformer | Switch Yard_Metering PT R- Phase | Metering PT R- Phase |  | CNHalli_SWITCHYARD | PC1478 | - | - | 66KV/√3/110V/√3-110V/√3 | 1 | Potential Transformer | Main Inventry | In Operation |  | Out of Warranty | LAMCO Industries Private Limited | 2017-09-26 | 2018-09-25 | 12 | NA | LAMCO Industries Private Limited | L&T | Single -Phase 30 VA 30VA - 0.2 3P | [5 empty] | Bescom | HSEPL | Clean Solar Power Tumkur Private Limited | Meera Corporation Kr | 2022-12-15 | 12
CNHalli_SWITCHYARD | Potential Transformer | Switch Yard_Metering PT Y-Phase | Metering PT Y-Phase |  | CNHalli_SWITCHYARD | PC1479 | - | - | 66KV/√3/110V/√3-110V/√3 | 1 | Potential Transformer | Main Inventry | In Operation |  | Out of Warranty | LAMCO Industries Private Limited | 2017-09-26 | 2018-09-25 | 12 | NA | LAMCO Industries Private Limited | L&T | Single -Phase 30 VA 30VA - 0.2 3P | [5 empty] | Bescom | HSEPL | Clean Solar Power Tumkur Private Limited | Meera Corporation Kr | 2022-12-15 | 12
CNHalli_SWITCHYARD | Potential Transformer | Switch Yard_Metering PT B-Phase | Metering PT B-Phase |  | CNHalli_SWITCHYARD | PC1480 | - | - | 66KV/√3/110V/√3-110V/√3 | 1 | Potential Transformer | Main Inventry | In Operation |  | Out of Warranty | LAMCO Industries Private Limited | 2017-09-26 | 2018-09-25 | 12 | NA | LAMCO Industries Private Limited | L&T | Single -Phase 30 VA 30VA - 0.2 3P | [5 empty] | Bescom | HSEPL | Clean Solar Power Tumkur Private Limited | Meera Corporation Kr | 2022-12-15 | 12
CNHalli_SWITCHYARD | Isolator | Switch Yard_Line Side Isolator | Line Side Isolator |  | CNHalli_SWITCHYARD | - | - | - | 66 KV, 1250 A | 1 | Motorised Isolator | Main Inventry | In Operation |  | Out of Warranty | IPL Product | 2017-09-26 | 2018-09-25 | 12 | NA | IPL Product | L&T | - | [5 empty] | Bescom | HSEPL | Clean Solar Power Tumkur Private Limited | Meera Corporation Kr | 2022-12-24 | 12
CNHalli_SWITCHYARD | Surge Arrestor | Switch Yard_Line Side LA R-Phase | Line Side LA R-Phase |  | CNHalli_SWITCHYARD | 312 | - | - | 60KV, 10KA | 1 | Surge Arrestor | Main Inventry | In Operation |  | Out of Warranty | LAMCO Industries Private Limited | 2017-09-26 | 2018-09-25 | 12 | NA | LAMCO Industries Private Limited | L&T | LMAS. Class-3 | [5 empty] | Bescom | HSEPL | Clean Solar Power Tumkur Private Limited | Meera Corporation Kr | 2022-12-24 | NA
CNHalli_SWITCHYARD | Surge Arrestor | Switch Yard_Line Side LA Y-Phase | Line Side LA Y-Phase |  | CNHalli_SWITCHYARD | 313 | - | - | 60KV, 10KA | 1 | Surge Arrestor | Main Inventry | In Operation |  | Out of Warranty | LAMCO Industries Private Limited | 2017-09-26 | 2018-09-25 | 12 | NA | LAMCO Industries Private Limited | L&T | LMAS. Class-3 | [5 empty] | Bescom | HSEPL | Clean Solar Power Tumkur Private Limited | Meera Corporation Kr | 2022-12-24 | NA
CNHalli_SWITCHYARD | Surge Arrestor | Switch Yard_Line Side LA B-Phase | Line Side LA B-Phase |  | CNHalli_SWITCHYARD | 314 | - | - | 60KV, 10KA | 1 | Surge Arrestor | Main Inventry | In Operation |  | Out of Warranty | LAMCO Industries Private Limited | 2017-09-26 | 2018-09-25 | 12 | NA | LAMCO Industries Private Limited | L&T | LMAS. Class-3 | [5 empty] | Bescom | HSEPL | Clean Solar Power Tumkur Private Limited | Meera Corporation Kr | 2022-12-24 | NA
CNHalli_PV Array Yard LA | Lightening Arresters | PV Array Yard LA | PV Array yard ESE LA |  | CNHalli_PV Array Yard LA | L-1705101 to L-1705124 | - | - | - | 24 | Surge Arrestor | Main Inventry | In Operation |  | Out of Warranty | JEF Techno Solutions PVt. | 2017-09-26 | 2022-09-25 | 60 | NA | JEF Techno Solutions PVt. | L&T | FLASH-L- ESE | [5 empty] | Bescom | HSEPL | Clean Solar Power Tumkur Private Limited | Meera Corporation Kr | - | NA
CNHalli_Fire Alarm Control panel | Alarm Control Panel | MCR_Fire Alarm Control panel | Fire Alarm Control panel |  | CNHalli_Fire Alarm Control panel | - | - | 24V DC | 220V AC Freq:50Hz. | 1 | Fire Alarm System(wrong) | Main Inventry | In Operation |  | Out of Warranty | Ravel Electronis Pvt Ltd | 2017-09-26 |  |  | NA | Ravel Electronis Pvt Ltd | L&T | RE 102 | [5 empty] | Bescom | HSEPL | Clean Solar Power Tumkur Private Limited | Meera Corporation Kr | 2022-11-07 | 12
CNHalli_CCTV Camera | CCTV Camara | MCR_CCTV Camara | CCTV Camara |  | CNHalli_CCTV Camara | 4.045e+17 | - |  | 240V AC Freq:50Hz,3.5A, DIVAR network 2000 16IP 8PoE | 1 | CCTV System | Main Inventry | In Operation |  | Out of Warranty | Indian network technology | 2017-09-26 | 2020-09-25 | 36 | NA | Bosch Security Systems BV | L&T | DDN-2516-200N08 | [5 empty] | Bescom | HSEPL | Clean Solar Power Tumkur Private Limited | Meera Corporation Kr | - | NA
CNHalli_Air Conditioner | Air conditioner | MCR_Air Conditioner | Split Air Conditioner |  | CNHalli_Air Conditioner | 500510411189002000, 500510411189002454 | - |  | 230V AC Freq:50H, 1Ph, Cooling capacity 6100W, 0.65A | 2 | Air Conditioner | Main Inventry | In Operation |  | Out of Warranty | Carrier Midea India Pvt, Ltd. | 2017-09-26 | - |  | NA | Carrier Midea India Pvt, Ltd. | L&T | CAS24DX3N8F0 | [5 empty] | Bescom | HSEPL | Clean Solar Power Tumkur Private Limited | Meera Corporation Kr | - | NA
CNHalli_Stabilizer | AC Stabilizer | MCR_AC Stabilizer | Automatic Voltage Stabilizer |  | CNHalli_AC Stabilizer | 8031087, | - |  | Capacity: 5 KVA, 185V- 270V AC | 1 | Stabilizer | Main Inventry | In Operation |  | Out of Warranty | Vortex | 2017-09-26 | - |  | NA | Vortex | L&T | SV-5005 | [5 empty] | Bescom | HSEPL | Clean Solar Power Tumkur Private Limited | Meera Corporation Kr | - | NA
CNHalli_MCS | MCS | C N Halli_MCS System | MCS System |  | CNHalli_MCS system | - | - |  | 415V, AC | 1 | MCS System | Main Inventry | In Operation |  | Out of Warranty | L&T | 2017-09-26 | - |  | NA | Aventura | L&T | - | [5 empty] | Bescom | HSEPL | Clean Solar Power Tumkur Private Limited | Meera Corporation Kr | - | NA
CNHalli_TL Line | Transmission Line | Transmission Line_ TL line | Transmission Line |  | CNHalli_TL line | - | - |  | 66KV, SC Coyote conductor | 4.05KM | Transmission Line | Main Inventry | In Operation |  | Out of Warranty | PVR | 2017-09-26 | - |  | NA | - | PVR | - | [5 empty] | Bescom | HSEPL | Clean Solar Power Tumkur Private Limited | Meera Corporation Kr | - | NA

## Sheet1
Battery Charger
Battery
Lighting
11KV Feeder
Power Transformer
Alarm Control Panel
CCTV Camara
MCS

## Facilities
id | Name | SPV Name | Plant Type | description | category | customer | owner | operator | isBlock | parentId | address | city | state | country | zipcode | latitude | longitude | status | photoId | timezone | startDate | endDate
1 | Alote | CSP DHAR | Solar | Tracker/Fixed/Seasonal tilt | SolarPlant | APSEB | HFE-HeadOffice | HFE | 0 | 0 | HFE Plant, Village Pahadi | Raigad | MH | India | 400063 | 40.731 | -73.997 | 1 | 0 | Asia/Kolkata
2 | HFE_Block_1 |  |  | Its a block on road 1 | Block | APSEB | HFE-HeadOffice | HFE | 1 | 1 | HFE Plant, Road no 1 | Raigad | MH | India | 400063 | 40.731 | -73.997 | 1 | 0 | Asia/Kolkata
3 | HFE_Block_2 |  |  | Its a block on road 2 | Block | APSEB | HFE-HeadOffice | HFE | 1 | 1 | HFE Plant, Road no 1 | Raigad | MH | India | 400063 | 40.731 | -73.997 | 1 | 0 | Asia/Kolkata
BELLARY_BLOCK1
BELLARY_BLOCK2
BELLARY_BLOCK3
BELLARY_BLOCK4
BELLARY_MCR
BELLARY_SWITCHYARD

## AssetCategory
id | name | description | status | calibrationRequired
1 | ICR | ICR | 0 | 0
2 | Inverter | Inverter | 1 | 0 | HFE pl put these in proper order
3 | MFM | Multi Function Meter | 1 | 0
4 | SCB | String Combiner Box | 1 | 0
5 | WMS | Weather Monitoring Station | 1 | 1
6 | Transformer | Transformer | 1 | 0
7 | Switchgear | Switchgear | 1 | 0
8 | SCADA | SCADA | 1 | 0
9 | Modules | Modules | 0 | 0
10 | Table | Modules Table | 1 | 0
11 | Tracker | Tracker | 1 | 0
12 | Fire Protection System | Fire Protection System | 1 | 0
13 | Intrusion System | Intrusion System | 1 | 0
14 | CCTV System | CCTV System | 1 | 0
15 | MMS | MMS (Module Mounting Structure) | 1 | 0
16 | UPS Distribution Box | UPS Distribution Box | 0 | 0
17 | Annunciator | Annunciator | 1 | 0
18 | Relay | Relay | 1 | 0
19 | Stabilizer | Stabilizer | 1 | 0
20 | Uninterrupted Power Supply | Uninterrupted Power Supply | 1 | 0
21 | SCADA Panel | SCADA Panel | 0 | 0
22 | SCADA Panel | SCADA Panel | 0 | 0
23 | Block MV Panel | Block MV Panel | 1 | 0
24 | MCR_SwitchGear Panel | SwitchGear Panel at MCR | 1 | 0
25 | ACDB | AC Distribution Box | 1 | 0
26 | Air Filter Unit | Air Filter Unit | 1 | 0
27 | UPS | UPS | 1 | 0
28 | Telecommunication System | Telecommunication System | 1 | 0
29 | RMU | RMU | 1 | 0
30 | Inverter Transformer | Ingeteam Transformer | 1 | 0
31 | MCS System | Module Cleaning System | 1 | 0
32 | Electric Gate | Electric Gate | 1 | 0
33 | Fence | Fence | 1 | 0
34 | Earth Pit | Earth Pit | 1 | 0
35 | Auxiliary Transformer | Auxiliary Transformer | 1 | 0
36 | PV Module | PV Module | 1 | 0
37 | Batteries | Batteries | 1 | 0
38 | Battery Charger | Battery Charger | 1 | 0
39 | Air Conditioner | Air Conditioner | 1 | 0
40 | Boundary Wall | Boundary Wall | 1 | 0
41 | Lightning Arrestor | Lightning Arrestor | 1 | 0
42 | PV Structure | PV Structure | 1 | 0
43 | Road and Drain | Road and Drain | 1 | 0
44 | ROBOT | Module cleaning ROBOT | 1 | 0
45 | AU Panel | Associated Unit Panel | 1 | 0
46 | Power Transformer | Power Transformer | 1 | 0
47 | UPS Battery | UPS Battery | 1 | 0
48 | Battery Charger Battery | Battery Charger Battery | 1 | 0
49 | RO System | RO System | 1 | 0
50 | Three Phase Induction Motor | Three Phase Induction Motor | 1 | 0
51 | Switchyard | Switchyard | 1 | 0
52 | Facility End Metering Point | Facility End Metering Point | 1 | 0
53 | Procurer End Metering Point | Procurer End Metering Point | 1 | 0
54 | NGRT | Neutral Ground Resistance Transformer | 1 | 0
55 | Soiling Monitoring Station | Soiling Monitoring Station | 1 | 0
56 | Fire Alarm System | Fire Alarm System | 1 | 0
57 | HVAC | Heating Ventilation and Air Conditioning | 1 | 0
58 | LVAC | LVAC | 1 | 0
59 | Control & Relay Panel | Control & Relay Panel | 1 | 0
60 | BUS PT | BUS PT | 1 | 0
61 | Diesel Generator | Diesel Generator | 1 | 0
62 | Power Plant Controller | Power Plant Controller | 1 | 0
63 | SCMS | SCMS | 1 | 0
64 | Disconnecting Circuit Breaker | Disconnecting Circuit Breaker | 1 | 0
65 | Automatic Voltage Regulator | Automatic Voltage Regulator | 1 | 0
66 | Fault Monitoring System | Fault Monitoring System | 1 | 0
67 | Earthing Transformer | Earthing Transformer | 1 | 0
68 | Capacitive Voltage Transformer | Capacitive Voltage Transformer | 1 | 0
69 | Transformer Monitoring System | Transformer Monitoring System | 1 | 0
70 | Fiber Optic Distribution Panel | Fiber Optic Distribution Panel | 1 | 0
71 | Current Transformer | Current Transformer | 1 | 0
72 | Potential Transformer | Potential Transformer (Voltage Transformer) | 1 | 0
73 | Distribution Board | Distribution Board | 1 | 0
74 | Isolator | Isolator | 1 | 0
75 | ACCB | AC Load Break Switch or AC Isolator | 1 | 0
76 | LTDB | Low Tension Distribution Box | 1 | 0
77 | Evacuation Transformer | Evacuation Transformer | 1 | 0
78 | DC SYSTEM | DC SYSTEM | 1 | 0
79 | Distributed Temperature System | Distributed Temperature System | 1 | 0
80 | UPS SCVS | UPS SCVS | 1 | 0
81 | PLC Panel | PLC Panel | 1 | 0
82 | DVR | Digital Video Recorder | 1 | 0
83 | VCB | Vacuum Circuit Breaker | 1 | 0
84 | LT Panel | LT Panel | 1 | 0
85 | NFPS | Nitrogen Fire Protection System | 1 | 0
86 | UPS DB | UPS DB | 1 | 0
87 | SS | Substation | 1 | 0
88 | Elevator | Elevator | 1 | 0
89 | Substation | Substation | 1 | 0
90 | Transformer Protection Panel Main 2 | Transformer Protection Panel Main 2 | 1 | 0
91 | Transformer Protection Panel Main 1 | Transformer Protection Panel Main 1 | 0 | 0
92 | Cable Feeder Panel | Cable Feeder Panel | 1 | 0
93 | Surge Arrestor | Surge Arrestor | 1 | 0
94 | Local Control Cubical (LCC) | Local Control Cubical (LCC) | 1 | 0
95 | APFC Panel | APFC Panel | 1 | 0
96 | MCR Switchgear panel | MCR Switchgear panel | 0 | 0
97 | PASS | Plant Accounting and Settlement System | 1 | 0
98 | Module Cleaning System | Module Cleaning System | 0 | 0
99 | Auxiliary Transformer Feeder | Auxiliary Transformer Feeder | 1 | 0
100 | RTCC Panel | RTCC Panel 1 | 1 | 1
101 | ACDB LT Panel | ACDB LT Panel | 1 | 0
102 | TVM Meter | TVM Meter | 1 | 0
103 | Capacitor Bank | Capacitor Bank | 1 | 0
104 | Fuse Box | Fuse Box | 1 | 0
105 | Soiling Monitoring Station. | Soiling monitoring system | 0 | 0
106 | MCR_UPS | MCR_UPS | 1 | 0
107 | General | General | 1 | 0
108 | Earthing System | Earthing System | 1 | 0
109 | MCR_Earthing System | MCR_Earthing System | 1 | 0
110 | Security System | Security System | 1 | 0
111 | Motorised Isolator | Motorised Isolator | 1 | 0
112 | Battery Cell | Battery Cell | 1 | 0
113 | COS Panel | COS Panel | 1 | 0
114 | Battery Bank | Battery Bank | 1 | 0
115 | Disturbance Fault Recorder Panel | Disturbance Fault Recorder Panel | 1 | 0
116 | Suntracker | Suntracker | 1 | 0
117 | Sumpump | Sumpump | 1 | 0
118 | Boosterpump | Boosterpump | 0 | 0
119 | Booster Pump | Booster Pump | 1 | 0
120 | Cable | Cable | 1 | 0
121 | Cable Protection Cubicle | Cable Protection Cubicle | 0 | 0
122 | Energizer | Energizer | 0 | 0
123 | Jet Pump | Jet Pump | 1 | 0
124 | MCR | MCR | 0 | 0
125 | Electric Fence | Electric Fence | 1 | 0
126 | Lighting DB | Lighting DB | 1 | 0
127 | Lightning Mast | Lightning Mast | 1 | 0
128 | Lighting (Outdoor & Boundary) | Lighting (Outdoor & Boundary) | 1 | 0
129 | Electric Motor | Electric Motor | 1 | 0
130 | Switchgear Outgoing | Switchgear Outgoing | 1 | 0
131 | Switchgear VT | Switchgear VT | 1 | 0
132 | Capacitor bank feeder | Capacitor bank feeder | 1 | 0
133 | Capacitor bank and APFC Panel | Capacitor bank and APFC Panel | 1 | 0
134 | Exhaust Fan | Exhaust Fan | 1 | 0
135 | DCDB | DCDB | 1 | 0
136 | Auxiliary transformer SS | Auxiliary transformer SS | 1 | 0
137 | Switchyard Structure | Switchyard Structure | 1 | 0
138 | Pole Structure | Pole Structure | 1 | 0
139 | CVT | Constant Voltage Transformer | 1 | 0
140 | 48V battery charger | 48V battery charger | 1 | 0
141 | 110V battery charger | 110V battery charger | 1 | 0
142 | Fire Extinguisher Cylinder | Fire Extinguisher Cylinder | 1 | 0
143 | Tracker_NCU | Tracker_NCU | 1 | 0
144 | plant monitoring | plant monitoring | 1 | 0
145 | Auxiliary Panel | Auxiliary Panel | 1 | 0
146 | Network Monitoring System | Network Monitoring System | 0 | 0
147 | NAD_SS1 | NAD_SS1 | 1 | 0
148 | NAD_SS2 | NAD_SS2 | 1 | 0
149 | CSS Panel | CSS Panel | 1 | 0
150 | IT | IT | 1 | 0
151 | RTU Panel | RTU Panel | 1 | 0
152 | FOTE Panel | FOTE Panel | 1 | 0
153 | OLTC | On Load Tap Changer | 1 | 0
154 | Panels | Panels | 1 | 0
155 | NAD_Panels_SS1 | NAD_Panels_SS1 | 1 | 0
156 | NAD_Panels_SS2 | NAD_Panels_SS2 | 1 | 0
157 | SPY CAM | SPY CAM | 1 | 0
158 | Multimeter | Multimeter | 1 | 0
159 | Clamp on meter | Clamp on meter | 1 | 0
160 | Insulation Tester | Used to check insulation resistance value | 1 | 0
161 | Earth Resistance Tester | To check Earth Resistance value of Earth pits | 1 | 0
162 | Tools | Tools | 1 | 0
163 | PPE | Personal Protective Equipment | 1 | 0
164 | Safety Tools | Safety Tools | 1 | 0
165 | Android Tablet | Android Tablet | 1 | 0
166 | Consumables | Consumables | 1 | 0
167 | Negative Grounding Resistance | Negative Grounding Resistance | 1 | 0
168 | Inv Station Fire Alarm System | Inv Station Fire Alarm System | 1 | 0
169 | Inv Station Auxiliary Transformer | Inv Station Auxiliary Transformer | 1 | 0
170 | Auxiliary Transformer (not used) | Auxiliary Transformer | 0 | 0
171 | Fire Alarm System(wrong) | Fire Alarm System | 0 | 0
172 | MCR UPS | MCR UPS | 0 | 0
173 | Inv Station UPS & Batteries | Inv Station UPS &amp; Batteries | 1 | 0
174 | MCR UPS & Batteries | MCR UPS & Batteries | 1 | 0
175 | Inv Station Lightning Arrestor | Inv Station Lightning Arrestor | 1 | 0
176 | MCR Control & Relay Panel | MCR Control & Relay Panel | 1 | 0
177 | MCR MV Panel | MCR MV Panel | 1 | 0
178 | MCR SCADA | MCR SCADA | 1 | 0
179 | Substation CB | Substation CB | 1 | 0
180 | PPC | Power Plant Controller | 0 | 0
181 | GHI_Radiation_Sensor | GHI Radiation Sensor | 1 | 0
182 | POA_Radiation_Sensor | POA Radiation Sensor | 1 | 0
183 | Water Reservoir | Water Reservoir | 1 | 0
184 | Substation Automation System | Substation Automation System | 1 | 0
185 | Wave Trap | Wave Trap | 1 | 0
186 | MCR Auxiliary Transformer | MCR Auxiliary Transformer | 1 | 0
187 | SmallTool | SmallTool | 1 | 1
188 | Transmission Line | Transmission Line | 1 | 0
189 | RMU | Ring main unit | 1
190 | ROBOT | Module cleaning ROBOT | 1
191 | UPS SCVS | UPS SCVS | 1
192 | Software
192 | DC Fuse Box | DC Fuse Box
| MSAT | Msat Tracker

## Businesses
id | name | email | contactNumber | contactPerson | website | location | secondContactNumber | secondEmail | type | address | city | state | country | zip | currency | notes | status
3 | APSEB | Someone@APSEB.com | 1234567890 | Someone | http://apseb.com |  |  |  | Customer | address | new city | South Caicos and East Caicos | Turks And Caicos Islands | 333333 | TRY |  | 1
4 | HCG | HCG@gmail.com | 66666666666 | karan | https://www.HCG.com |  | 7777777777 | HCG1@gmail.com | Vendor | gk mall | Bengaluru | Karnataka | India | 11001 | USD |  | 1
5 | Hukseflux | sujit@weather-india.com | 9876543210 | Sujit Sharma | https://www.hukseflux.com |  | 1212121212 | info@weather-india.com | Supplier | 22/grond floor /south ex plaza-/South Extension Part/Newdelhi | New Delhi | Delhi | India | 110049 | INR-IN |  | 1

## Sheet1 (2)
Bellary | Bellary in CNHalli | CNHalli | CNHalli in Bellary
Transformer | Transformer | Transformer | Transformer
ACDB | ACDB | ACDB | ACDB | Block 4 ups
UPS | UPS | Change Over Panel | #N/A
RMU | RMU | UPS | UPS
MSAT | #N/A | RMU | RMU
DC Fuse Box | #N/A | Inverter | Inverter
SCADA | SCADA | SCADA | SCADA
Inverter | Inverter | LIGHTING | #N/A
SMB | SMB | SMB | SMB
Tracker | Tracker | Tracker | Tracker
Pyranometer | Pyranometer | Modules | Modules
POA_Radiation_Sensor | #N/A | Pyranometer | Pyranometer
Control & Relay Panel | Control & Relay Panel | WMS | WMS
RTCC Panel | RTCC Panel | Control & Relay Panel | Control & Relay Panel
ACDB LT Panel | #N/A | RTCC Panel | RTCC Panel
NIFPS | NIFPS | NIFPS | NIFPS
Battery Charger | Battery Charger | Battery Charger | Battery Charger
Soiling Monitoring Station | #N/A | Battery | #N/A
WMS | WMS | 11KV Feeder | #N/A
Switchgear | #N/A | Power Transformer | Power Transformer
Auxiliary Transformer | #N/A | Surge Arrestor | Surge Arrestor
Power Transformer | Power Transformer | Isolator | Isolator
Surge Arrestor | Surge Arrestor | Circuit Breaker | Circuit Breaker
Isolator | Isolator | Current Transformer | Current Transformer
Circuit Breaker | Circuit Breaker | Potential Transformer | Potential Transformer
Current Transformer | Current Transformer | Lightening Arresters | #N/A
Potential Transformer | Potential Transformer | Alarm Control Panel | #N/A
TVM Meter | #N/A | CCTV Camara | #N/A
Modules | Modules | Air conditioner | #N/A
PLC Panel | #N/A | AC Stabilizer | #N/A
|  | MCS | #N/A
|  | Transmission Line | #N/A