## Assets
Plant_Name | Asset_Facility_Name | Asset_Category_Name | Asset_Name | Asset_Description | Asset_Parent_Name | Asset_Serial_No | DC_Capacity | DC_Rating | AC_Rating | Module_Quantity | Asset_Type_Name | Asset_Status_Name | Description_Maintenance | Warranty Type | Asset_Warranty_Provider | Asset_Warranty_Start_Date | Asset_Warranty_Expiry_Date | Warranty Tenure (How many years/month/days) | Asset_Warranty_Certificate_No | Asset_Manufacturer_Name | Asset_Supplier_Name | Asset_Model_Name | Asset_Cost | Asset_Currency | Asset_BarCode | Asset_UNSPC_Code | Asset_Purchase_Code | Asset_Customer_Name | Asset_Owner_Name | Asset_SPV_Name | Asset_Operator_Name | Asset_Calibration/Testing_Date | Asset_Calibration_Frequency | Calibration_Reminder_Days | Area
Chittapur | Chittapur_ICR1 | Inverter Duty Transformer | Chittapur_ICR1_IDT | Inverter Duty Transformer | Chittapur_ICR1_RMU | 2186015 | - | - | 4.4 MVA,11KV/405V, | 1 | Main Inventory | In Operation |  |  | Toshiba Transmission & Distribution Systems (India) Pvt. Ltd. | 2017-11-15 | 2022-11-15 | 60 | D17000232 | Toshiba Transmission & Distribution Systems (India) Pvt. Ltd. | L&T | ONAN | [5 empty] | GESCOM | HSEPL | Clean Solar Power Tumkur Private Limited | Skyfri | 2023-03-25 | Yearly
Chittapur | Chittapur_ICR1 | ACDB | Chittapur_ICR1_ACDB | Alternative Current Distribution Box | Chittapur_ICR1_IDT | - | - | - | 415v / 32A | 1 | Main Inventory | In Operation |  |  | StahllformTechnik Pvt. Ltd. | 2017-11-15 | 2022-11-15 | 60 | NA | StahllformTechnik Pvt. Ltd. | L&T | Outdoor floor Mouinting | [5 empty] | GESCOM | HSEPL | Clean Solar Power Tumkur Private Limited | Skyfri
Chittapur | Chittapur_ICR1 | Auxiliary Transformer | Chittapur_ICR1_Aux-Trafo | Auxialiary Transformer | Chittapur_ICR1_IDT | ODAZZT-24/VMCL/A/3032 | - | - | 11KV/400V, 75 KVA | 1 | Main Inventory | In Operation |  |  | Voltech Manufacturing Company Ltd. | 2017-11-15 | 2022-11-15 | 60 | VMCL/Warranty/50/17-18 | Voltech Manufacturing Company Ltd. | L&T | ONAN | [5 empty] | GESCOM | HSEPL | Clean Solar Power Tumkur Private Limited | Skyfri
Chittapur | Chittapur_ICR1 | UPS | Chittapur_ICR1_UPS | Uninterruptible Power Supply | Chittapur_ICR1_ACDB | 20170600602 | - | 25KVA, 380VDC | 400V | 1 | Main Inventory | In Operation |  |  | Power One Micro Systems Pvt. Ltd., | 2017-08-31 | 2020-08-30 | 36 | NA | Power One Micro Systems Pvt. Ltd., | L&T | PMP253R32 | [5 empty] | GESCOM | HSEPL | Clean Solar Power Tumkur Private Limited | Skyfri
Chittapur | Chittapur_ICR1 | RMU | Chittapur_ICR1_RMU | Ring Main Unit | Chittapur_Switchyard_Power Transformer | LQR01/05/03/12863 | - | - | 12KV, 565A, 21kA, 3sec | 1 | Main Inventory | In Operation |  |  | Siemens Ltd. | 2017-11-15 | 2022-11-15 | 60 | NA | Siemens Ltd. | L&T | 8DJH ST - RRL outdoor | [5 empty] | GESCOM | HSEPL | Clean Solar Power Tumkur Private Limited | Skyfri
Chittapur | Chittapur_ICR1 | Inverter | Chittapur_ICR1_INV1 | Inverter | Chittapur_ICR1 Room | 180804573 | 1111.32 | DC-1000V, 1635A | AC- 1100kva /OP-405,1586A | 1 | Main Inventory | In Operation |  | In Warranty | SMA Solar Technology AG | 2017-11-15 | 2024-05-15 | 78 | 402038616 | SMA Solar Technology AG | HSEPL | Sunny Central 1000CP XT | [5 empty] | GESCOM | HSEPL | Clean Solar Power Tumkur Private Limited | Skyfri
Chittapur | Chittapur_ICR1 | Inverter | Chittapur_ICR1_INV2 | Inverter | Chittapur_ICR1 Room | 180804516 | 1111.32 | DC-1000V, 1635A | AC- 1100kva /OP-405,1586A | 1 | Main Inventory | In Operation |  | In Warranty | SMA Solar Technology AG | 2017-11-15 | 2024-05-15 | 78 | 402038616 | SMA Solar Technology AG | HSEPL | Sunny Central 1000CP XT | [5 empty] | GESCOM | HSEPL | Clean Solar Power Tumkur Private Limited | Skyfri
Chittapur | Chittapur_ICR1 | Inverter | Chittapur_ICR1_INV3 | Inverter | Chittapur_ICR1 Room | 180804568 | 1111.32 | DC-1000V, 1635A | AC- 1100kva /OP-405,1586A | 1 | Main Inventory | In Operation |  | In Warranty | SMA Solar Technology AG | 2017-11-15 | 2024-05-15 | 78 | 402038616 | SMA Solar Technology AG | HSEPL | Sunny Central 1000CP XT | [5 empty] | GESCOM | HSEPL | Clean Solar Power Tumkur Private Limited | Skyfri
Chittapur | Chittapur_ICR1 | Inverter | Chittapur_ICR1_INV4 | Inverter | Chittapur_ICR1 Room | 180804842 | 1111.32 | DC-1000V, 1635A | AC- 1100kva /OP-405,1586A | 1 | Main Inventory | In Operation |  | In Warranty | SMA Solar Technology AG | 2017-11-15 | 2024-05-15 | 78 | 402038616 | SMA Solar Technology AG | HSEPL | Sunny Central 1000CP XT | [5 empty] | GESCOM | HSEPL | Clean Solar Power Tumkur Private Limited | Skyfri
Chittapur | Chittapur_ICR1 | ACDB LT Panel | Chittapur_ICR1_ACDB LT Panel | Alternating Current Distribution Box LT Panel | Chittapur_ICR1_IDT | - | - | - | 415V / 32A | 1 | Main Inventory | In Operation |  |  | StahllformTechnik Pvt. Ltd. | 2017-11-15 | 2022-11-15 | 60 | NA | StahllformTechnik Pvt. Ltd. | L&T | Oudoor wall Mouinting | [5 empty] | GESCOM | HSEPL | Clean Solar Power Tumkur Private Limited | Skyfri
Chittapur | Chittapur_ICR1 | SMB | Chittapur_ICR1_INV1_SMB1 | String Monitoring Box | Chittapur_ICR1_INV1 | - | 158.76 | 1000VDC 266A | - | 504 | Main Inventory | In Operation |  |  | Statcon Energiaa Pvt. Ltd. | 2017-11-15 | 2022-11-15 | 60 | NA | Statcon Energiaa Pvt. Ltd. | L&T | 14IN 1OUT - Three Box Model | [5 empty] | GESCOM | HSEPL | Clean Solar Power Tumkur Private Limited | Skyfri |  |  |  | 0.74648
Chittapur | Chittapur_ICR1 | SMB | Chittapur_ICR1_INV1_SMB2 | String Monitoring Box | Chittapur_ICR1_INV1 | - | 158.76 | 1000VDC 266A | - | 504 | Main Inventory | In Operation |  |  | Statcon Energiaa Pvt. Ltd. | 2017-11-15 | 2022-11-15 | 60 | NA | Statcon Energiaa Pvt. Ltd. | L&T | 14IN 1OUT - Three Box Model | [5 empty] | GESCOM | HSEPL | Clean Solar Power Tumkur Private Limited | Skyfri |  |  |  | 0.74648
Chittapur | Chittapur_ICR1 | SMB | Chittapur_ICR1_INV1_SMB3 | String Monitoring Box | Chittapur_ICR1_INV1 | - | 158.76 | 1000VDC 266A | - | 504 | Main Inventory | In Operation |  |  | Statcon Energiaa Pvt. Ltd. | 2017-11-15 | 2022-11-15 | 60 | NA | Statcon Energiaa Pvt. Ltd. | L&T | 14IN 1OUT - Three Box Model | [5 empty] | GESCOM | HSEPL | Clean Solar Power Tumkur Private Limited | Skyfri |  |  |  | 0.74648
Chittapur | Chittapur_ICR1 | SMB | Chittapur_ICR1_INV1_SMB4 | String Monitoring Box | Chittapur_ICR1_INV1 | - | 158.76 | 1000VDC 266A | - | 504 | Main Inventory | In Operation |  |  | Statcon Energiaa Pvt. Ltd. | 2017-11-15 | 2022-11-15 | 60 | NA | Statcon Energiaa Pvt. Ltd. | L&T | 14IN 1OUT - Three Box Model | [5 empty] | GESCOM | HSEPL | Clean Solar Power Tumkur Private Limited | Skyfri |  |  |  | 0.74648
Chittapur | Chittapur_ICR1 | SMB | Chittapur_ICR1_INV1_SMB5 | String Monitoring Box | Chittapur_ICR1_INV1 | - | 158.76 | 1000VDC 266A | - | 504 | Main Inventory | In Operation |  |  | Statcon Energiaa Pvt. Ltd. | 2017-11-15 | 2022-11-15 | 60 | NA | Statcon Energiaa Pvt. Ltd. | L&T | 14IN 1OUT - Three Box Model | [5 empty] | GESCOM | HSEPL | Clean Solar Power Tumkur Private Limited | Skyfri |  |  |  | 0.74648
Chittapur | Chittapur_ICR1 | SMB | Chittapur_ICR1_INV1_SMB6 | String Monitoring Box | Chittapur_ICR1_INV1 | - | 158.76 | 1000VDC 266A | - | 504 | Main Inventory | In Operation |  |  | Statcon Energiaa Pvt. Ltd. | 2017-11-15 | 2022-11-15 | 60 | NA | Statcon Energiaa Pvt. Ltd. | L&T | 14IN 1OUT - Three Box Model | [5 empty] | GESCOM | HSEPL | Clean Solar Power Tumkur Private Limited | Skyfri |  |  |  | 0.74648
Chittapur | Chittapur_ICR1 | SMB | Chittapur_ICR1_INV1_SMB7 | String Monitoring Box | Chittapur_ICR1_INV1 | - | 158.76 | 1000VDC 266A | - | 504 | Main Inventory | In Operation |  |  | Statcon Energiaa Pvt. Ltd. | 2017-11-15 | 2022-11-15 | 60 | NA | Statcon Energiaa Pvt. Ltd. | L&T | 14IN 1OUT - Three Box Model | [5 empty] | GESCOM | HSEPL | Clean Solar Power Tumkur Private Limited | Skyfri |  |  |  | 0.74648
Chittapur | Chittapur_ICR1 | SMB | Chittapur_ICR1_INV2_SMB1 | String Monitoring Box | Chittapur_ICR1_INV2 | - | 158.76 | 1000VDC 266A | - | 504 | Main Inventory | In Operation |  |  | Statcon Energiaa Pvt. Ltd. | 2017-11-15 | 2022-11-15 | 60 | NA | Statcon Energiaa Pvt. Ltd. | L&T | 14IN 1OUT - Three Box Model | [5 empty] | GESCOM | HSEPL | Clean Solar Power Tumkur Private Limited | Skyfri |  |  |  | 0.74648
Chittapur | Chittapur_ICR1 | SMB | Chittapur_ICR1_INV2_SMB2 | String Monitoring Box | Chittapur_ICR1_INV2 | - | 158.76 | 1000VDC 266A | - | 504 | Main Inventory | In Operation |  |  | Statcon Energiaa Pvt. Ltd. | 2017-11-15 | 2022-11-15 | 60 | NA | Statcon Energiaa Pvt. Ltd. | L&T | 14IN 1OUT - Three Box Model | [5 empty] | GESCOM | HSEPL | Clean Solar Power Tumkur Private Limited | Skyfri |  |  |  | 0.74648
Chittapur | Chittapur_ICR1 | SMB | Chittapur_ICR1_INV2_SMB3 | String Monitoring Box | Chittapur_ICR1_INV2 | - | 158.76 | 1000VDC 266A | - | 504 | Main Inventory | In Operation |  |  | Statcon Energiaa Pvt. Ltd. | 2017-11-15 | 2022-11-15 | 60 | NA | Statcon Energiaa Pvt. Ltd. | L&T | 14IN 1OUT - Three Box Model | [5 empty] | GESCOM | HSEPL | Clean Solar Power Tumkur Private Limited | Skyfri |  |  |  | 0.74648
Chittapur | Chittapur_ICR1 | SMB | Chittapur_ICR1_INV2_SMB4 | String Monitoring Box | Chittapur_ICR1_INV2 | - | 158.76 | 1000VDC 266A | - | 504 | Main Inventory | In Operation |  |  | Statcon Energiaa Pvt. Ltd. | 2017-11-15 | 2022-11-15 | 60 | NA | Statcon Energiaa Pvt. Ltd. | L&T | 14IN 1OUT - Three Box Model | [5 empty] | GESCOM | HSEPL | Clean Solar Power Tumkur Private Limited | Skyfri |  |  |  | 0.74648
Chittapur | Chittapur_ICR1 | SMB | Chittapur_ICR1_INV2_SMB5 | String Monitoring Box | Chittapur_ICR1_INV2 | - | 158.76 | 1000VDC 266A | - | 504 | Main Inventory | In Operation |  |  | Statcon Energiaa Pvt. Ltd. | 2017-11-15 | 2022-11-15 | 60 | NA | Statcon Energiaa Pvt. Ltd. | L&T | 14IN 1OUT - Three Box Model | [5 empty] | GESCOM | HSEPL | Clean Solar Power Tumkur Private Limited | Skyfri |  |  |  | 0.74648
Chittapur | Chittapur_ICR1 | SMB | Chittapur_ICR1_INV2_SMB6 | String Monitoring Box | Chittapur_ICR1_INV2 | - | 158.76 | 1000VDC 266A | - | 504 | Main Inventory | In Operation |  |  | Statcon Energiaa Pvt. Ltd. | 2017-11-15 | 2022-11-15 | 60 | NA | Statcon Energiaa Pvt. Ltd. | L&T | 14IN 1OUT - Three Box Model | [5 empty] | GESCOM | HSEPL | Clean Solar Power Tumkur Private Limited | Skyfri |  |  |  | 0.74648
Chittapur | Chittapur_ICR1 | SMB | Chittapur_ICR1_INV2_SMB7 | String Monitoring Box | Chittapur_ICR1_INV2 | - | 158.76 | 1000VDC 266A | - | 504 | Main Inventory | In Operation |  |  | Statcon Energiaa Pvt. Ltd. | 2017-11-15 | 2022-11-15 | 60 | NA | Statcon Energiaa Pvt. Ltd. | L&T | 14IN 1OUT - Three Box Model | [5 empty] | GESCOM | HSEPL | Clean Solar Power Tumkur Private Limited | Skyfri |  |  |  | 0.74648
Chittapur | Chittapur_ICR1 | SMB | Chittapur_ICR1_INV3_SMB1 | String Monitoring Box | Chittapur_ICR1_INV3 | - | 158.76 | 1000VDC 266A | - | 504 | Main Inventory | In Operation |  |  | Statcon Energiaa Pvt. Ltd. | 2017-11-15 | 2022-11-15 | 60 | NA | Statcon Energiaa Pvt. Ltd. | L&T | 14IN 1OUT - Three Box Model | [5 empty] | GESCOM | HSEPL | Clean Solar Power Tumkur Private Limited | Skyfri |  |  |  | 0.74648
Chittapur | Chittapur_ICR1 | SMB | Chittapur_ICR1_INV3_SMB2 | String Monitoring Box | Chittapur_ICR1_INV3 | - | 158.76 | 1000VDC 266A | - | 504 | Main Inventory | In Operation |  |  | Statcon Energiaa Pvt. Ltd. | 2017-11-15 | 2022-11-15 | 60 | NA | Statcon Energiaa Pvt. Ltd. | L&T | 14IN 1OUT - Three Box Model | [5 empty] | GESCOM | HSEPL | Clean Solar Power Tumkur Private Limited | Skyfri |  |  |  | 0.74648
Chittapur | Chittapur_ICR1 | SMB | Chittapur_ICR1_INV3_SMB3 | String Monitoring Box | Chittapur_ICR1_INV3 | - | 105.84 | 1000VDC 266A | - | 336 | Main Inventory | In Operation |  |  | Statcon Energiaa Pvt. Ltd. | 2017-11-15 | 2022-11-15 | 60 | NA | Statcon Energiaa Pvt. Ltd. | L&T | 14IN 1OUT - Three Box Model | [5 empty] | GESCOM | HSEPL | Clean Solar Power Tumkur Private Limited | Skyfri |  |  |  | 0.74648
Chittapur | Chittapur_ICR1 | SMB | Chittapur_ICR1_INV3_SMB4 | String Monitoring Box | Chittapur_ICR1_INV3 | - | 185.22 | 1000VDC 266A | - | 588 | Main Inventory | In Operation |  |  | Statcon Energiaa Pvt. Ltd. | 2017-11-15 | 2022-11-15 | 60 | NA | Statcon Energiaa Pvt. Ltd. | L&T | 14IN 1OUT - Three Box Model | [5 empty] | GESCOM | HSEPL | Clean Solar Power Tumkur Private Limited | Skyfri |  |  |  | 0.74648
Chittapur | Chittapur_ICR1 | SMB | Chittapur_ICR1_INV3_SMB5 | String Monitoring Box | Chittapur_ICR1_INV3 | - | 185.22 | 1000VDC 266A | - | 588 | Main Inventory | In Operation |  |  | Statcon Energiaa Pvt. Ltd. | 2017-11-15 | 2022-11-15 | 60 | NA | Statcon Energiaa Pvt. Ltd. | L&T | 14IN 1OUT - Three Box Model | [5 empty] | GESCOM | HSEPL | Clean Solar Power Tumkur Private Limited | Skyfri |  |  |  | 0.74648
Chittapur | Chittapur_ICR1 | SMB | Chittapur_ICR1_INV3_SMB6 | String Monitoring Box | Chittapur_ICR1_INV3 | - | 158.76 | 1000VDC 266A | - | 504 | Main Inventory | In Operation |  |  | Statcon Energiaa Pvt. Ltd. | 2017-11-15 | 2022-11-15 | 60 | NA | Statcon Energiaa Pvt. Ltd. | L&T | 14IN 1OUT - Three Box Model | [5 empty] | GESCOM | HSEPL | Clean Solar Power Tumkur Private Limited | Skyfri |  |  |  | 0.74648
Chittapur | Chittapur_ICR1 | SMB | Chittapur_ICR1_INV3_SMB7 | String Monitoring Box | Chittapur_ICR1_INV3 | - | 158.76 | 1000VDC 266A | - | 504 | Main Inventory | In Operation |  |  | Statcon Energiaa Pvt. Ltd. | 2017-11-15 | 2022-11-15 | 60 | NA | Statcon Energiaa Pvt. Ltd. | L&T | 14IN 1OUT - Three Box Model | [5 empty] | GESCOM | HSEPL | Clean Solar Power Tumkur Private Limited | Skyfri |  |  |  | 0.74648
Chittapur | Chittapur_ICR1 | SMB | Chittapur_ICR1_INV4_SMB1 | String Monitoring Box | Chittapur_ICR1_INV4 | - | 158.76 | 1000VDC 266A | - | 504 | Main Inventory | In Operation |  |  | Statcon Energiaa Pvt. Ltd. | 2017-11-15 | 2022-11-15 | 60 | NA | Statcon Energiaa Pvt. Ltd. | L&T | 14IN 1OUT - Three Box Model | [5 empty] | GESCOM | HSEPL | Clean Solar Power Tumkur Private Limited | Skyfri |  |  |  | 0.74648
Chittapur | Chittapur_ICR1 | SMB | Chittapur_ICR1_INV4_SMB2 | String Monitoring Box | Chittapur_ICR1_INV4 | - | 158.76 | 1000VDC 266A | - | 504 | Main Inventory | In Operation |  |  | Statcon Energiaa Pvt. Ltd. | 2017-11-15 | 2022-11-15 | 60 | NA | Statcon Energiaa Pvt. Ltd. | L&T | 14IN 1OUT - Three Box Model | [5 empty] | GESCOM | HSEPL | Clean Solar Power Tumkur Private Limited | Skyfri |  |  |  | 0.74648
Chittapur | Chittapur_ICR1 | SMB | Chittapur_ICR1_INV4_SMB3 | String Monitoring Box | Chittapur_ICR1_INV4 | - | 158.76 | 1000VDC 266A | - | 504 | Main Inventory | In Operation |  |  | Statcon Energiaa Pvt. Ltd. | 2017-11-15 | 2022-11-15 | 60 | NA | Statcon Energiaa Pvt. Ltd. | L&T | 14IN 1OUT - Three Box Model | [5 empty] | GESCOM | HSEPL | Clean Solar Power Tumkur Private Limited | Skyfri |  |  |  | 0.74648
Chittapur | Chittapur_ICR1 | SMB | Chittapur_ICR1_INV4_SMB4 | String Monitoring Box | Chittapur_ICR1_INV4 | - | 158.76 | 1000VDC 266A | - | 504 | Main Inventory | In Operation |  |  | Statcon Energiaa Pvt. Ltd. | 2017-11-15 | 2022-11-15 | 60 | NA | Statcon Energiaa Pvt. Ltd. | L&T | 14IN 1OUT - Three Box Model | [5 empty] | GESCOM | HSEPL | Clean Solar Power Tumkur Private Limited | Skyfri |  |  |  | 0.74648
Chittapur | Chittapur_ICR1 | SMB | Chittapur_ICR1_INV4_SMB5 | String Monitoring Box | Chittapur_ICR1_INV4 | - | 158.76 | 1000VDC 266A | - | 504 | Main Inventory | In Operation |  |  | Statcon Energiaa Pvt. Ltd. | 2017-11-15 | 2022-11-15 | 60 | NA | Statcon Energiaa Pvt. Ltd. | L&T | 14IN 1OUT - Three Box Model | [5 empty] | GESCOM | HSEPL | Clean Solar Power Tumkur Private Limited | Skyfri |  |  |  | 0.74648
Chittapur | Chittapur_ICR1 | SMB | Chittapur_ICR1_INV4_SMB6 | String Monitoring Box | Chittapur_ICR1_INV4 | - | 158.76 | 1000VDC 266A | - | 504 | Main Inventory | In Operation |  |  | Statcon Energiaa Pvt. Ltd. | 2017-11-15 | 2022-11-15 | 60 | NA | Statcon Energiaa Pvt. Ltd. | L&T | 14IN 1OUT - Three Box Model | [5 empty] | GESCOM | HSEPL | Clean Solar Power Tumkur Private Limited | Skyfri |  |  |  | 0.74648
Chittapur | Chittapur_ICR1 | SMB | Chittapur_ICR1_INV4_SMB7 | String Monitoring Box | Chittapur_ICR1_INV4 | - | 158.76 | 1000VDC 266A | - | 504 | Main Inventory | In Operation |  |  | Statcon Energiaa Pvt. Ltd. | 2017-11-15 | 2022-11-15 | 60 | NA | Statcon Energiaa Pvt. Ltd. | L&T | 14IN 1OUT - Three Box Model | [5 empty] | GESCOM | HSEPL | Clean Solar Power Tumkur Private Limited | Skyfri |  |  |  | 0.74648
Chittapur | Chittapur_ICR2 | Inverter Duty Transformer | Chittapur_ICR2_IDT | Inverter Duty Transformer | Chittapur_ICR2_RMU | 2186017 | - |  | 4.4 MVA,11KV/405V, | 1 | Main Inventory | In Operation |  |  | Toshiba Transmission & Distribution Systems (India) Pvt. Ltd. | 2017-11-15 | 2022-11-15 | 60 | D17000234 | Toshiba Transmission & Distribution Systems (India) Pvt. Ltd. | L&T | ONAN | [5 empty] | GESCOM | HSEPL | Clean Solar Power Tumkur Private Limited | Skyfri
Chittapur | Chittapur_ICR2 | ACDB | Chittapur_ICR2_ACDB | Alternative Current Distribution Box | Chittapur_ICR2_IDT | - | - | - | 415v / 32A | 1 | Main Inventory | In Operation |  |  | StahllformTechnik Pvt. Ltd. | 2017-11-15 | 2022-11-15 | 60 | NA | StahllformTechnik Pvt. Ltd. | L&T | Outdoor floor Mouinting | [5 empty] | GESCOM | HSEPL | Clean Solar Power Tumkur Private Limited | Skyfri
Chittapur | Chittapur_ICR2 | Auxiliary Transformer | Chittapur_ICR2_Aux-Trafo | Auxialiary Transformer | Chittapur_ICR2_IDT | ODAZZT-24/VMCL/A/3033 | - | - | 11KV/400V, 75 KVA | 1 | Main Inventory | In Operation |  |  | Voltech Manufacturing Company Ltd. | 2017-11-15 | 2022-11-15 | 60 | VMCL/Warranty/50/17-18 | Voltech Manufacturing Company Ltd. | L&T | ONAN | [5 empty] | GESCOM | HSEPL | Clean Solar Power Tumkur Private Limited | Skyfri
Chittapur | Chittapur_ICR2 | UPS | Chittapur_ICR2_UPS | Uninterruptible Power Supply | Chittapur_ICR2_ACDB | 20170600603 | - | 25KVA, 380VDC | 400V | 1 | Main Inventory | In Operation |  |  | Power One Micro Systems Pvt. Ltd., | 2017-08-31 | 2020-08-30 | 36 | NA | Power One Micro Systems Pvt. Ltd., | L&T | PMP253R32 | [5 empty] | GESCOM | HSEPL | Clean Solar Power Tumkur Private Limited | Skyfri
Chittapur | Chittapur_ICR2 | RMU | Chittapur_ICR2_RMU | Ring Main Unit | Chittapur_Switchyard_Power Transformer | LQR01/05/03/12860 | - | - | 12KV, 565A, 21kA, 3sec | 1 | Main Inventory | In Operation |  |  | Siemens Ltd. | 2017-11-15 | 2022-11-15 | 60 | NA | Siemens Ltd. | L&T | 8DJH ST - RRL outdoor | [5 empty] | GESCOM | HSEPL | Clean Solar Power Tumkur Private Limited | Skyfri
Chittapur | Chittapur_ICR2 | Inverter | Chittapur_ICR2_INV1 | Inverter | Chittapur_ICR2 Room | 180804688 | 1120.45 | DC-1000V, 1635A | AC- 1100kva /OP-405,1586A | 1 | Main Inventory | In Operation |  | In Warranty | SMA Solar Technology AG | 2017-11-15 | 2024-05-15 | 78 | 402038616 | SMA Solar Technology AG | HSEPL | Sunny Central 1000CP XT | [5 empty] | GESCOM | HSEPL | Clean Solar Power Tumkur Private Limited | Skyfri
Chittapur | Chittapur_ICR2 | Inverter | Chittapur_ICR2_INV2 | Inverter | Chittapur_ICR2 Room | 180805220 | 1124.55 | DC-1000V, 1635A | AC- 1100kva /OP-405,1586A | 1 | Main Inventory | In Operation |  | In Warranty | SMA Solar Technology AG | 2017-11-15 | 2024-05-15 | 78 | 402038616 | SMA Solar Technology AG | HSEPL | Sunny Central 1000CP XT | [5 empty] | GESCOM | HSEPL | Clean Solar Power Tumkur Private Limited | Skyfri
Chittapur | Chittapur_ICR2 | Inverter | Chittapur_ICR2_INV3 | Inverter | Chittapur_ICR2 Room | 180804803 | 1111.32 | DC-1000V, 1635A | AC- 1100kva /OP-405,1586A | 1 | Main Inventory | In Operation |  | In Warranty | SMA Solar Technology AG | 2017-11-15 | 2024-05-15 | 78 | 402038616 | SMA Solar Technology AG | HSEPL | Sunny Central 1000CP XT | [5 empty] | GESCOM | HSEPL | Clean Solar Power Tumkur Private Limited | Skyfri
Chittapur | Chittapur_ICR2 | Inverter | Chittapur_ICR2_INV4 | Inverter | Chittapur_ICR2 Room | 180804689 | 1104.7 | DC-1000V, 1635A | AC- 1100kva /OP-405,1586A | 1 | Main Inventory | In Operation |  | In Warranty | SMA Solar Technology AG | 2017-11-15 | 2024-05-15 | 78 | 402038616 | SMA Solar Technology AG | HSEPL | Sunny Central 1000CP XT | [5 empty] | GESCOM | HSEPL | Clean Solar Power Tumkur Private Limited | Skyfri
Chittapur | Chittapur_ICR2 | ACDB LT Panel | Chittapur_ICR2_ACDB LT Panel | Alternating Current Distribution Box LT Panel | Chittapur_ICR2_IDT | - | - | - | 415V / 32A | 1 | Main Inventory | In Operation |  |  | StahllformTechnik Pvt. Ltd. | 2017-11-15 | 2022-11-15 | 60 | NA | StahllformTechnik Pvt. Ltd. | L&T | Oudoor wall Mouinting | [5 empty] | GESCOM | HSEPL | Clean Solar Power Tumkur Private Limited | Skyfri
Chittapur | Chittapur_ICR2 | SMB | Chittapur_ICR2_INV1_SMB1 | String Monitoring Box | Chittapur_ICR2_INV1 | 180804842 | 156.24 | 1000VDC 266A | - | 504 | Main Inventory | In Operation |  |  | Statcon Energiaa Pvt. Ltd. | 2017-11-15 | 2022-11-15 | 60 | NA | Statcon Energiaa Pvt. Ltd. | L&T | 14IN 1OUT - Three Box Model | [5 empty] | GESCOM | HSEPL | Clean Solar Power Tumkur Private Limited | Skyfri |  |  |  | 0.74648
Chittapur | Chittapur_ICR2 | SMB | Chittapur_ICR2_INV1_SMB2 | String Monitoring Box | Chittapur_ICR2_INV1 | 180804688 | 117.285 | 1000VDC 266A | - | 378 | Main Inventory | In Operation |  |  | Statcon Energiaa Pvt. Ltd. | 2017-11-15 | 2022-11-15 | 60 | NA | Statcon Energiaa Pvt. Ltd. | L&T | 14IN 1OUT - Three Box Model | [5 empty] | GESCOM | HSEPL | Clean Solar Power Tumkur Private Limited | Skyfri |  |  |  | 0.74648
Chittapur | Chittapur_ICR2 | SMB | Chittapur_ICR2_INV1_SMB3 | String Monitoring Box | Chittapur_ICR2_INV1 | 180805220 | 145.53 | 1000VDC 266A | - | 462 | Main Inventory | In Operation |  |  | Statcon Energiaa Pvt. Ltd. | 2017-11-15 | 2022-11-15 | 60 | NA | Statcon Energiaa Pvt. Ltd. | L&T | 14IN 1OUT - Three Box Model | [5 empty] | GESCOM | HSEPL | Clean Solar Power Tumkur Private Limited | Skyfri |  |  |  | 0.74648
Chittapur | Chittapur_ICR2 | SMB | Chittapur_ICR2_INV1_SMB4 | String Monitoring Box | Chittapur_ICR2_INV1 | 180804803 | 145.53 | 1000VDC 266A | - | 462 | Main Inventory | In Operation |  |  | Statcon Energiaa Pvt. Ltd. | 2017-11-15 | 2022-11-15 | 60 | NA | Statcon Energiaa Pvt. Ltd. | L&T | 14IN 1OUT - Three Box Model | [5 empty] | GESCOM | HSEPL | Clean Solar Power Tumkur Private Limited | Skyfri |  |  |  | 0.74648
Chittapur | Chittapur_ICR2 | SMB | Chittapur_ICR2_INV1_SMB5 | String Monitoring Box | Chittapur_ICR2_INV1 | 180804689 | 132.3 | 1000VDC 266A | - | 420 | Main Inventory | In Operation |  |  | Statcon Energiaa Pvt. Ltd. | 2017-11-15 | 2022-11-15 | 60 | NA | Statcon Energiaa Pvt. Ltd. | L&T | 14IN 1OUT - Three Box Model | [5 empty] | GESCOM | HSEPL | Clean Solar Power Tumkur Private Limited | Skyfri |  |  |  | 0.74648
Chittapur | Chittapur_ICR2 | SMB | Chittapur_ICR2_INV1_SMB6 | String Monitoring Box | Chittapur_ICR2_INV1 | 180805207 | 158.97 | 1000VDC 266A | - | 504 | Main Inventory | In Operation |  |  | Statcon Energiaa Pvt. Ltd. | 2017-11-15 | 2022-11-15 | 60 | NA | Statcon Energiaa Pvt. Ltd. | L&T | 14IN 1OUT - Three Box Model | [5 empty] | GESCOM | HSEPL | Clean Solar Power Tumkur Private Limited | Skyfri |  |  |  | 0.74648
Chittapur | Chittapur_ICR2 | SMB | Chittapur_ICR2_INV1_SMB7 | String Monitoring Box | Chittapur_ICR2_INV1 | 180805161 | 145.53 | 1000VDC 266A | - | 462 | Main Inventory | In Operation |  |  | Statcon Energiaa Pvt. Ltd. | 2017-11-15 | 2022-11-15 | 60 | NA | Statcon Energiaa Pvt. Ltd. | L&T | 14IN 1OUT - Three Box Model | [5 empty] | GESCOM | HSEPL | Clean Solar Power Tumkur Private Limited | Skyfri |  |  |  | 0.74648
Chittapur | Chittapur_ICR2 | SMB | Chittapur_ICR2_INV1_SMB8 | String Monitoring Box | Chittapur_ICR2_INV1 | 180805161 | 119.07 | 1000VDC 266A | - | 378 | Main Inventory | In Operation |  |  | Statcon Energiaa Pvt. Ltd. | 2017-11-15 | 2022-11-15 | 60 | NA | Statcon Energiaa Pvt. Ltd. | L&T | 14IN 1OUT - Three Box Model | [5 empty] | GESCOM | HSEPL | Clean Solar Power Tumkur Private Limited | Skyfri |  |  |  | 0.74648
Chittapur | Chittapur_ICR2 | SMB | Chittapur_ICR2_INV2_SMB1 | String Monitoring Box | Chittapur_ICR2_INV2 | 180805177 | 171.99 | 1000VDC 266A | - | 546 | Main Inventory | In Operation |  |  | Statcon Energiaa Pvt. Ltd. | 2017-11-15 | 2022-11-15 | 60 | NA | Statcon Energiaa Pvt. Ltd. | L&T | 14IN 1OUT - Three Box Model | [5 empty] | GESCOM | HSEPL | Clean Solar Power Tumkur Private Limited | Skyfri |  |  |  | 0.74648
Chittapur | Chittapur_ICR2 | SMB | Chittapur_ICR2_INV2_SMB2 | String Monitoring Box | Chittapur_ICR2_INV2 | 180805172 | 158.76 | 1000VDC 266A | - | 504 | Main Inventory | In Operation |  |  | Statcon Energiaa Pvt. Ltd. | 2017-11-15 | 2022-11-15 | 60 | NA | Statcon Energiaa Pvt. Ltd. | L&T | 14IN 1OUT - Three Box Model | [5 empty] | GESCOM | HSEPL | Clean Solar Power Tumkur Private Limited | Skyfri |  |  |  | 0.74648
Chittapur | Chittapur_ICR2 | SMB | Chittapur_ICR2_INV2_SMB3 | String Monitoring Box | Chittapur_ICR2_INV2 | 180804678 | 158.76 | 1000VDC 266A | - | 504 | Main Inventory | In Operation |  |  | Statcon Energiaa Pvt. Ltd. | 2017-11-15 | 2022-11-15 | 60 | NA | Statcon Energiaa Pvt. Ltd. | L&T | 14IN 1OUT - Three Box Model | [5 empty] | GESCOM | HSEPL | Clean Solar Power Tumkur Private Limited | Skyfri |  |  |  | 0.74648
Chittapur | Chittapur_ICR2 | SMB | Chittapur_ICR2_INV2_SMB4 | String Monitoring Box | Chittapur_ICR2_INV2 | 180804818 | 158.76 | 1000VDC 266A | - | 504 | Main Inventory | In Operation |  |  | Statcon Energiaa Pvt. Ltd. | 2017-11-15 | 2022-11-15 | 60 | NA | Statcon Energiaa Pvt. Ltd. | L&T | 14IN 1OUT - Three Box Model | [5 empty] | GESCOM | HSEPL | Clean Solar Power Tumkur Private Limited | Skyfri |  |  |  | 0.74648
Chittapur | Chittapur_ICR2 | SMB | Chittapur_ICR2_INV2_SMB5 | String Monitoring Box | Chittapur_ICR2_INV2 | 180804701 | 158.76 | 1000VDC 266A | - | 504 | Main Inventory | In Operation |  |  | Statcon Energiaa Pvt. Ltd. | 2017-11-15 | 2022-11-15 | 60 | NA | Statcon Energiaa Pvt. Ltd. | L&T | 14IN 1OUT - Three Box Model | [5 empty] | GESCOM | HSEPL | Clean Solar Power Tumkur Private Limited | Skyfri |  |  |  | 0.74648
Chittapur | Chittapur_ICR2 | SMB | Chittapur_ICR2_INV2_SMB6 | String Monitoring Box | Chittapur_ICR2_INV2 | 180804817 | 158.76 | 1000VDC 266A | - | 504 | Main Inventory | In Operation |  |  | Statcon Energiaa Pvt. Ltd. | 2017-11-15 | 2022-11-15 | 60 | NA | Statcon Energiaa Pvt. Ltd. | L&T | 14IN 1OUT - Three Box Model | [5 empty] | GESCOM | HSEPL | Clean Solar Power Tumkur Private Limited | Skyfri |  |  |  | 0.74648
Chittapur | Chittapur_ICR2 | SMB | Chittapur_ICR2_INV2_SMB7 | String Monitoring Box | Chittapur_ICR2_INV2 | 180805221 | 158.76 | 1000VDC 266A | - | 504 | Main Inventory | In Operation |  |  | Statcon Energiaa Pvt. Ltd. | 2017-11-15 | 2022-11-15 | 60 | NA | Statcon Energiaa Pvt. Ltd. | L&T | 14IN 1OUT - Three Box Model | [5 empty] | GESCOM | HSEPL | Clean Solar Power Tumkur Private Limited | Skyfri |  |  |  | 0.74648
Chittapur | Chittapur_ICR2 | SMB | Chittapur_ICR2_INV3_SMB1 | String Monitoring Box | Chittapur_ICR2_INV3 | 180804518 | 158.76 | 1000VDC 266A | - | 504 | Main Inventory | In Operation |  |  | Statcon Energiaa Pvt. Ltd. | 2017-11-15 | 2022-11-15 | 60 | NA | Statcon Energiaa Pvt. Ltd. | L&T | 14IN 1OUT - Three Box Model | [5 empty] | GESCOM | HSEPL | Clean Solar Power Tumkur Private Limited | Skyfri |  |  |  | 0.74648
Chittapur | Chittapur_ICR2 | SMB | Chittapur_ICR2_INV3_SMB2 | String Monitoring Box | Chittapur_ICR2_INV3 | 180804559 | 158.76 | 1000VDC 266A | - | 504 | Main Inventory | In Operation |  |  | Statcon Energiaa Pvt. Ltd. | 2017-11-15 | 2022-11-15 | 60 | NA | Statcon Energiaa Pvt. Ltd. | L&T | 14IN 1OUT - Three Box Model | [5 empty] | GESCOM | HSEPL | Clean Solar Power Tumkur Private Limited | Skyfri |  |  |  | 0.74648
Chittapur | Chittapur_ICR2 | SMB | Chittapur_ICR2_INV3_SMB3 | String Monitoring Box | Chittapur_ICR2_INV3 | 180804679 | 158.76 | 1000VDC 266A | - | 504 | Main Inventory | In Operation |  |  | Statcon Energiaa Pvt. Ltd. | 2017-11-15 | 2022-11-15 | 60 | NA | Statcon Energiaa Pvt. Ltd. | L&T | 14IN 1OUT - Three Box Model | [5 empty] | GESCOM | HSEPL | Clean Solar Power Tumkur Private Limited | Skyfri |  |  |  | 0.74648
Chittapur | Chittapur_ICR2 | SMB | Chittapur_ICR2_INV3_SMB4 | String Monitoring Box | Chittapur_ICR2_INV3 | 17E01390GO | 158.76 | 1000VDC 266A | - | 504 | Main Inventory | In Operation |  |  | Statcon Energiaa Pvt. Ltd. | 2017-11-15 | 2022-11-15 | 60 | NA | Statcon Energiaa Pvt. Ltd. | L&T | 14IN 1OUT - Three Box Model | [5 empty] | GESCOM | HSEPL | Clean Solar Power Tumkur Private Limited | Skyfri |  |  |  | 0.74648
Chittapur | Chittapur_ICR2 | SMB | Chittapur_ICR2_INV3_SMB5 | String Monitoring Box | Chittapur_ICR2_INV3 | 17E01492GO | 158.76 | 1000VDC 266A | - | 504 | Main Inventory | In Operation |  |  | Statcon Energiaa Pvt. Ltd. | 2017-11-15 | 2022-11-15 | 60 | NA | Statcon Energiaa Pvt. Ltd. | L&T | 14IN 1OUT - Three Box Model | [5 empty] | GESCOM | HSEPL | Clean Solar Power Tumkur Private Limited | Skyfri |  |  |  | 0.74648
Chittapur | Chittapur_ICR2 | SMB | Chittapur_ICR2_INV3_SMB6 | String Monitoring Box | Chittapur_ICR2_INV3 | 17E01472GO | 158.76 | 1000VDC 266A | - | 504 | Main Inventory | In Operation |  |  | Statcon Energiaa Pvt. Ltd. | 2017-11-15 | 2022-11-15 | 60 | NA | Statcon Energiaa Pvt. Ltd. | L&T | 14IN 1OUT - Three Box Model | [5 empty] | GESCOM | HSEPL | Clean Solar Power Tumkur Private Limited | Skyfri |  |  |  | 0.74648
Chittapur | Chittapur_ICR2 | SMB | Chittapur_ICR2_INV3_SMB7 | String Monitoring Box | Chittapur_ICR2_INV3 | 17E01491GO | 158.76 | 1000VDC 266A | - | 504 | Main Inventory | In Operation |  |  | Statcon Energiaa Pvt. Ltd. | 2017-11-15 | 2022-11-15 | 60 | NA | Statcon Energiaa Pvt. Ltd. | L&T | 14IN 1OUT - Three Box Model | [5 empty] | GESCOM | HSEPL | Clean Solar Power Tumkur Private Limited | Skyfri |  |  |  | 0.74648
Chittapur | Chittapur_ICR2 | SMB | Chittapur_ICR2_INV4_SMB1 | String Monitoring Box | Chittapur_ICR2_INV4 | 17E01399GO | 158.76 | 1000VDC 266A | - | 504 | Main Inventory | In Operation |  |  | Statcon Energiaa Pvt. Ltd. | 2017-11-15 | 2022-11-15 | 60 | NA | Statcon Energiaa Pvt. Ltd. | L&T | 14IN 1OUT - Three Box Model | [5 empty] | GESCOM | HSEPL | Clean Solar Power Tumkur Private Limited | Skyfri |  |  |  | 0.74648
Chittapur | Chittapur_ICR2 | SMB | Chittapur_ICR2_INV4_SMB2 | String Monitoring Box | Chittapur_ICR2_INV4 | 17E01483GO | 158.76 | 1000VDC 266A | - | 504 | Main Inventory | In Operation |  |  | Statcon Energiaa Pvt. Ltd. | 2017-11-15 | 2022-11-15 | 60 | NA | Statcon Energiaa Pvt. Ltd. | L&T | 14IN 1OUT - Three Box Model | [5 empty] | GESCOM | HSEPL | Clean Solar Power Tumkur Private Limited | Skyfri |  |  |  | 0.74648
Chittapur | Chittapur_ICR2 | SMB | Chittapur_ICR2_INV4_SMB3 | String Monitoring Box | Chittapur_ICR2_INV4 | 17E01412GO | 158.76 | 1000VDC 266A | - | 504 | Main Inventory | In Operation |  |  | Statcon Energiaa Pvt. Ltd. | 2017-11-15 | 2022-11-15 | 60 | NA | Statcon Energiaa Pvt. Ltd. | L&T | 14IN 1OUT - Three Box Model | [5 empty] | GESCOM | HSEPL | Clean Solar Power Tumkur Private Limited | Skyfri |  |  |  | 0.74648
Chittapur | Chittapur_ICR2 | SMB | Chittapur_ICR2_INV4_SMB4 | String Monitoring Box | Chittapur_ICR2_INV4 | 17E01486GO | 158.76 | 1000VDC 266A | - | 504 | Main Inventory | In Operation |  |  | Statcon Energiaa Pvt. Ltd. | 2017-11-15 | 2022-11-15 | 60 | NA | Statcon Energiaa Pvt. Ltd. | L&T | 14IN 1OUT - Three Box Model | [5 empty] | GESCOM | HSEPL | Clean Solar Power Tumkur Private Limited | Skyfri |  |  |  | 0.74648
Chittapur | Chittapur_ICR2 | SMB | Chittapur_ICR2_INV4_SMB5 | String Monitoring Box | Chittapur_ICR2_INV4 | 17E01483GO | 158.76 | 1000VDC 266A | - | 504 | Main Inventory | In Operation |  |  | Statcon Energiaa Pvt. Ltd. | 2017-11-15 | 2022-11-15 | 60 | NA | Statcon Energiaa Pvt. Ltd. | L&T | 14IN 1OUT - Three Box Model | [5 empty] | GESCOM | HSEPL | Clean Solar Power Tumkur Private Limited | Skyfri |  |  |  | 0.74648
Chittapur | Chittapur_ICR2 | SMB | Chittapur_ICR2_INV4_SMB6 | String Monitoring Box | Chittapur_ICR2_INV4 | 17E01458GO | 158.76 | 1000VDC 266A | - | 504 | Main Inventory | In Operation |  |  | Statcon Energiaa Pvt. Ltd. | 2017-11-15 | 2022-11-15 | 60 | NA | Statcon Energiaa Pvt. Ltd. | L&T | 14IN 1OUT - Three Box Model | [5 empty] | GESCOM | HSEPL | Clean Solar Power Tumkur Private Limited | Skyfri |  |  |  | 0.74648
Chittapur | Chittapur_ICR2 | SMB | Chittapur_ICR2_INV4_SMB7 | String Monitoring Box | Chittapur_ICR2_INV4 | 17E01493GO | 152.145 | 1000VDC 266A | - | 483 | Main Inventory | In Operation |  |  | Statcon Energiaa Pvt. Ltd. | 2017-11-15 | 2022-11-15 | 60 | NA | Statcon Energiaa Pvt. Ltd. | L&T | 14IN 1OUT - Three Box Model | [5 empty] | GESCOM | HSEPL | Clean Solar Power Tumkur Private Limited | Skyfri |  |  |  | 0.74648
Chittapur | Chittapur_ICR3 | Inverter Duty Transformer | Chittapur_ICR3_IDT | Inverter Duty Transformer | Chittapur_ICR4_RMU | 2186016 | - | - | 4.4 MVA,11KV/405V, | 1 | Main Inventory | In Operation |  |  | Toshiba Transmission & Distribution Systems (India) Pvt. Ltd. | 2017-11-15 | 2022-11-15 | 60 | D17000235 | Toshiba Transmission & Distribution Systems (India) Pvt. Ltd. | L&T | ONAN | [5 empty] | GESCOM | HSEPL | Clean Solar Power Tumkur Private Limited | Skyfri
Chittapur | Chittapur_ICR3 | ACDB | Chittapur_ICR3_ACDB | Alternative Current Distribution Box | Chittapur_ICR3_IDT | - | - | - | 415v / 32A | 1 | Main Inventory | In Operation |  |  | StahllformTechnik Pvt. Ltd. | 2017-11-15 | 2022-11-15 | 60 | NA | StahllformTechnik Pvt. Ltd. | L&T | Outdoor floor Mouinting | [5 empty] | GESCOM | HSEPL | Clean Solar Power Tumkur Private Limited | Skyfri
Chittapur | Chittapur_ICR4 | Auxiliary Transformer | Chittapur_ICR4_Aux-Trafo | Auxialiary Transformer | Chittapur_ICR4_IDT | ODAZZT-24/VMCL/A/3031 | - | - | 11KV/400V, 75 KVA | 1 | Main Inventory | In Operation |  |  | Voltech Manufacturing Company Ltd. | 2017-11-15 | 2022-11-15 | 60 | VMCL/Warranty/50/17-18 | Voltech Manufacturing Company Ltd. | L&T | ONAN | [5 empty] | GESCOM | HSEPL | Clean Solar Power Tumkur Private Limited | Skyfri
Chittapur | Chittapur_ICR4 | UPS | Chittapur_ICR4_UPS | Uninterruptible Power Supply | Chittapur_ICR4_ACDB | 20170600601 | - | 25KVA, 380VDC | 400V | 1 | Main Inventory | In Operation |  |  | Power One Micro Systems Pvt. Ltd., | 2017-08-31 | 2020-08-30 | 36 | NA | Power One Micro Systems Pvt. Ltd., | L&T | PMP253R32 | [5 empty] | GESCOM | HSEPL | Clean Solar Power Tumkur Private Limited | Skyfri
Chittapur | Chittapur_ICR4 | RMU | Chittapur_ICR4_RMU | Ring Main Unit | Chittapur_Switchyard_Power Transformer | LQR01/05/03/12861 | - | - | 12KV, 565A, 21kA, 3sec | 1 | Main Inventory | In Operation |  |  | Siemens Ltd. | 2017-11-15 | 2022-11-15 | 60 | NA | Siemens Ltd. | L&T | 8DJH ST - RRL outdoor | [5 empty] | GESCOM | HSEPL | Clean Solar Power Tumkur Private Limited | Skyfri
Chittapur | Chittapur_ICR3 | Inverter | Chittapur_ICR3_INV1 | Inverter | Chittapur_ICR4 Room | 180805207 | 1126.23 | DC-1000V, 1635A | AC- 1100kva /OP-405,1586A | 1 | Main Inventory | In Operation |  | In Warranty | SMA Solar Technology AG | 2017-11-15 | 2024-05-15 | 78 | 402038616 | SMA Solar Technology AG | HSEPL | Sunny Central 1000CP XT | [5 empty] | GESCOM | HSEPL | Clean Solar Power Tumkur Private Limited | Skyfri
Chittapur | Chittapur_ICR3 | Inverter | Chittapur_ICR3_INV2 | Inverter | Chittapur_ICR3 Room | 180805161 | 1093.68 | DC-1000V, 1635A | AC- 1100kva /OP-400,1445A | 1 | Main Inventory | In Operation |  | In Warranty | Delta Electronics India Pvt. Ltd. | 2017-11-15 | 2024-05-15 | 78 | 402038616 | Delta Electronics India Pvt. Ltd. | HSEPL | Sunny Central 1000CP XT | [5 empty] | GESCOM | HSEPL | Clean Solar Power Tumkur Private Limited | Skyfri
Chittapur | Chittapur_ICR3 | Inverter | Chittapur_ICR3_INV3 | Inverter | Chittapur_ICR3 Room | 180805177 | 1113.84 | DC-1000V, 1635A | AC- 1100kva /OP-405,1586A | 1 | Main Inventory | In Operation |  | In Warranty | SMA Solar Technology AG | 2017-11-15 | 2024-05-15 | 78 | 402038616 | SMA Solar Technology AG | HSEPL | Sunny Central 1000CP XT | [5 empty] | GESCOM | HSEPL | Clean Solar Power Tumkur Private Limited | Skyfri
Chittapur | Chittapur_ICR3 | Inverter | Chittapur_ICR3_INV4 | Inverter | Chittapur_ICR3 Room | 180805172 | 1100.4 | DC-1000V, 1635A | AC- 1100kva /OP-405,1586A | 1 | Main Inventory | In Operation |  | In Warranty | SMA Solar Technology AG | 2017-11-15 | 2024-05-15 | 78 | 402038616 | SMA Solar Technology AG | HSEPL | Sunny Central 1000CP XT | [5 empty] | GESCOM | HSEPL | Clean Solar Power Tumkur Private Limited | Skyfri
Chittapur | Chittapur_ICR3 | ACDB LT Panel | Chittapur_ICR3_ACDB LT Panel | Alternating Current Distribution Box LT Panel | Chittapur_ICR3_IDT | - | - | - | 415V / 32A | 1 | Main Inventory | In Operation |  |  | StahllformTechnik Pvt. Ltd. | 2017-11-15 | 2022-11-15 | 60 | NA | StahllformTechnik Pvt. Ltd. | L&T | Oudoor wall Mouinting | [5 empty] | GESCOM | HSEPL | Clean Solar Power Tumkur Private Limited | Skyfri
Chittapur | Chittapur_ICR3 | SMB | Chittapur_ICR3_INV1_SMB1 | String Monitoring Box | Chittapur_ICR3_INV1 |  | 156.24 | 1000VDC 266A | - | 525 | Main Inventory | In Operation |  |  | Statcon Energiaa Pvt. Ltd. | 2017-09-26 | 2022-09-25 | 60 | NA | Statcon Energiaa Pvt. Ltd. | L&T | 14IN 1OUT - Three Box Model | [5 empty] | GESCOM | HSEPL | Clean Solar Power Tumkur Private Limited | Skyfri |  |  |  | 0.74648
Chittapur | Chittapur_ICR3 | SMB | Chittapur_ICR3_INV1_SMB2 | String Monitoring Box | Chittapur_ICR3_INV1 |  | 162.75 | 1000VDC 266A | - | 504 | Main Inventory | In Operation |  |  | Statcon Energiaa Pvt. Ltd. | 2017-09-26 | 2022-09-25 | 60 | NA | Statcon Energiaa Pvt. Ltd. | L&T | 14IN 1OUT - Three Box Model | [5 empty] | GESCOM | HSEPL | Clean Solar Power Tumkur Private Limited | Skyfri |  |  |  | 0.74648
Chittapur | Chittapur_ICR3 | SMB | Chittapur_ICR3_INV1_SMB3 | String Monitoring Box | Chittapur_ICR3_INV1 |  | 156.24 | 1000VDC 266A | - | 504 | Main Inventory | In Operation |  |  | Statcon Energiaa Pvt. Ltd. | 2017-09-26 | 2022-09-25 | 60 | NA | Statcon Energiaa Pvt. Ltd. | L&T | 14IN 1OUT - Three Box Model | [5 empty] | GESCOM | HSEPL | Clean Solar Power Tumkur Private Limited | Skyfri |  |  |  | 0.74648
Chittapur | Chittapur_ICR3 | SMB | Chittapur_ICR3_INV1_SMB4 | String Monitoring Box | Chittapur_ICR3_INV1 |  | 156.24 | 1000VDC 266A | - | 504 | Main Inventory | In Operation |  |  | Statcon Energiaa Pvt. Ltd. | 2017-09-26 | 2022-09-25 | 60 | NA | Statcon Energiaa Pvt. Ltd. | L&T | 14IN 1OUT - Three Box Model | [5 empty] | GESCOM | HSEPL | Clean Solar Power Tumkur Private Limited | Skyfri |  |  |  | 0.74648
Chittapur | Chittapur_ICR3 | SMB | Chittapur_ICR3_INV1_SMB5 | String Monitoring Box | Chittapur_ICR3_INV1 |  | 156.24 | 1000VDC 266A | - | 504 | Main Inventory | In Operation |  |  | Statcon Energiaa Pvt. Ltd. | 2017-09-26 | 2022-09-25 | 60 | NA | Statcon Energiaa Pvt. Ltd. | L&T | 14IN 1OUT - Three Box Model | [5 empty] | GESCOM | HSEPL | Clean Solar Power Tumkur Private Limited | Skyfri |  |  |  | 0.74648
Chittapur | Chittapur_ICR3 | SMB | Chittapur_ICR3_INV1_SMB6 | String Monitoring Box | Chittapur_ICR3_INV1 |  | 156.24 | 1000VDC 266A | - | 504 | Main Inventory | In Operation |  |  | Statcon Energiaa Pvt. Ltd. | 2017-09-26 | 2022-09-25 | 60 | NA | Statcon Energiaa Pvt. Ltd. | L&T | 14IN 1OUT - Three Box Model | [5 empty] | GESCOM | HSEPL | Clean Solar Power Tumkur Private Limited | Skyfri |  |  |  | 0.74648
Chittapur | Chittapur_ICR3 | SMB | Chittapur_ICR3_INV1_SMB7 | String Monitoring Box | Chittapur_ICR3_INV1 |  | 182.28 | 1000VDC 266A | - | 588 | Main Inventory | In Operation |  |  | Statcon Energiaa Pvt. Ltd. | 2017-09-26 | 2022-09-25 | 60 | NA | Statcon Energiaa Pvt. Ltd. | L&T | 14IN 1OUT - Three Box Model | [5 empty] | GESCOM | HSEPL | Clean Solar Power Tumkur Private Limited | Skyfri |  |  |  | 0.74648
Chittapur | Chittapur_ICR3 | SMB | Chittapur_ICR3_INV2_SMB1 | String Monitoring Box | Chittapur_ICR3_INV2 |  | 156.24 | 1000VDC 266A | - | 504 | Main Inventory | In Operation |  |  | Statcon Energiaa Pvt. Ltd. | 2017-09-26 | 2022-09-25 | 60 | NA | Statcon Energiaa Pvt. Ltd. | L&T | 14IN 1OUT - Three Box Model | [5 empty] | GESCOM | HSEPL | Clean Solar Power Tumkur Private Limited | Skyfri |  |  |  | 0.74648
Chittapur | Chittapur_ICR3 | SMB | Chittapur_ICR3_INV2_SMB2 | String Monitoring Box | Chittapur_ICR3_INV2 |  | 156.24 | 1000VDC 266A | - | 504 | Main Inventory | In Operation |  |  | Statcon Energiaa Pvt. Ltd. | 2017-09-26 | 2022-09-25 | 60 | NA | Statcon Energiaa Pvt. Ltd. | L&T | 14IN 1OUT - Three Box Model | [5 empty] | GESCOM | HSEPL | Clean Solar Power Tumkur Private Limited | Skyfri |  |  |  | 0.74648
Chittapur | Chittapur_ICR3 | SMB | Chittapur_ICR3_INV2_SMB3 | String Monitoring Box | Chittapur_ICR3_INV2 |  | 156.24 | 1000VDC 266A | - | 504 | Main Inventory | In Operation |  |  | Statcon Energiaa Pvt. Ltd. | 2017-09-26 | 2022-09-25 | 60 | NA | Statcon Energiaa Pvt. Ltd. | L&T | 14IN 1OUT - Three Box Model | [5 empty] | GESCOM | HSEPL | Clean Solar Power Tumkur Private Limited | Skyfri |  |  |  | 0.74648
Chittapur | Chittapur_ICR3 | SMB | Chittapur_ICR3_INV2_SMB4 | String Monitoring Box | Chittapur_ICR3_INV2 |  | 156.24 | 1000VDC 266A | - | 504 | Main Inventory | In Operation |  |  | Statcon Energiaa Pvt. Ltd. | 2017-09-26 | 2022-09-25 | 60 | NA | Statcon Energiaa Pvt. Ltd. | L&T | 14IN 1OUT - Three Box Model | [5 empty] | GESCOM | HSEPL | Clean Solar Power Tumkur Private Limited | Skyfri |  |  |  | 0.74648
Chittapur | Chittapur_ICR3 | SMB | Chittapur_ICR3_INV2_SMB5 | String Monitoring Box | Chittapur_ICR3_INV2 |  | 156.24 | 1000VDC 266A | - | 504 | Main Inventory | In Operation |  |  | Statcon Energiaa Pvt. Ltd. | 2017-09-26 | 2022-09-25 | 60 | NA | Statcon Energiaa Pvt. Ltd. | L&T | 14IN 1OUT - Three Box Model | [5 empty] | GESCOM | HSEPL | Clean Solar Power Tumkur Private Limited | Skyfri |  |  |  | 0.74648
Chittapur | Chittapur_ICR3 | SMB | Chittapur_ICR3_INV2_SMB6 | String Monitoring Box | Chittapur_ICR3_INV2 |  | 156.24 | 1000VDC 266A | - | 504 | Main Inventory | In Operation |  |  | Statcon Energiaa Pvt. Ltd. | 2017-09-26 | 2022-09-25 | 60 | NA | Statcon Energiaa Pvt. Ltd. | L&T | 14IN 1OUT - Three Box Model | [5 empty] | GESCOM | HSEPL | Clean Solar Power Tumkur Private Limited | Skyfri |  |  |  | 0.74648
Chittapur | Chittapur_ICR3 | SMB | Chittapur_ICR3_INV2_SMB7 | String Monitoring Box | Chittapur_ICR3_INV2 |  | 156.24 | 1000VDC 266A | - | 504 | Main Inventory | In Operation |  |  | Statcon Energiaa Pvt. Ltd. | 2017-09-26 | 2022-09-25 | 60 | NA | Statcon Energiaa Pvt. Ltd. | L&T | 14IN 1OUT - Three Box Model | [5 empty] | GESCOM | HSEPL | Clean Solar Power Tumkur Private Limited | Skyfri |  |  |  | 0.74648
Chittapur | Chittapur_ICR3 | SMB | Chittapur_ICR3_INV3_SMB1 | String Monitoring Box | Chittapur_ICR3_INV3 |  | 156.24 | 1000VDC 266A | - | 504 | Main Inventory | In Operation |  |  | Statcon Energiaa Pvt. Ltd. | 2017-09-26 | 2022-09-25 | 60 | NA | Statcon Energiaa Pvt. Ltd. | L&T | 14IN 1OUT - Three Box Model | [5 empty] | GESCOM | HSEPL | Clean Solar Power Tumkur Private Limited | Skyfri |  |  |  | 0.74648
Chittapur | Chittapur_ICR3 | SMB | Chittapur_ICR3_INV3_SMB2 | String Monitoring Box | Chittapur_ICR3_INV3 |  | 156.24 | 1000VDC 266A | - | 504 | Main Inventory | In Operation |  |  | Statcon Energiaa Pvt. Ltd. | 2017-09-26 | 2022-09-25 | 60 | NA | Statcon Energiaa Pvt. Ltd. | L&T | 14IN 1OUT - Three Box Model | [5 empty] | GESCOM | HSEPL | Clean Solar Power Tumkur Private Limited | Skyfri |  |  |  | 0.74648
Chittapur | Chittapur_ICR3 | SMB | Chittapur_ICR3_INV3_SMB3 | String Monitoring Box | Chittapur_ICR3_INV3 |  | 156.24 | 1000VDC 266A | - | 504 | Main Inventory | In Operation |  |  | Statcon Energiaa Pvt. Ltd. | 2017-09-26 | 2022-09-25 | 60 | NA | Statcon Energiaa Pvt. Ltd. | L&T | 14IN 1OUT - Three Box Model | [5 empty] | GESCOM | HSEPL | Clean Solar Power Tumkur Private Limited | Skyfri |  |  |  | 0.74648
Chittapur | Chittapur_ICR3 | SMB | Chittapur_ICR3_INV3_SMB4 | String Monitoring Box | Chittapur_ICR3_INV3 |  | 156.24 | 1000VDC 266A | - | 504 | Main Inventory | In Operation |  |  | Statcon Energiaa Pvt. Ltd. | 2017-09-26 | 2022-09-25 | 60 | NA | Statcon Energiaa Pvt. Ltd. | L&T | 14IN 1OUT - Three Box Model | [5 empty] | GESCOM | HSEPL | Clean Solar Power Tumkur Private Limited | Skyfri |  |  |  | 0.74648
Chittapur | Chittapur_ICR3 | SMB | Chittapur_ICR3_INV3_SMB5 | String Monitoring Box | Chittapur_ICR3_INV3 |  | 156.24 | 1000VDC 266A | - | 504 | Main Inventory | In Operation |  |  | Statcon Energiaa Pvt. Ltd. | 2017-09-26 | 2022-09-25 | 60 | NA | Statcon Energiaa Pvt. Ltd. | L&T | 14IN 1OUT - Three Box Model | [5 empty] | GESCOM | HSEPL | Clean Solar Power Tumkur Private Limited | Skyfri |  |  |  | 0.74648
Chittapur | Chittapur_ICR3 | SMB | Chittapur_ICR3_INV3_SMB6 | String Monitoring Box | Chittapur_ICR3_INV3 |  | 176.4 | 1000VDC 266A | - | 567 | Main Inventory | In Operation |  |  | Statcon Energiaa Pvt. Ltd. | 2017-09-26 | 2022-09-25 | 60 | NA | Statcon Energiaa Pvt. Ltd. | L&T | 14IN 1OUT - Three Box Model | [5 empty] | GESCOM | HSEPL | Clean Solar Power Tumkur Private Limited | Skyfri |  |  |  | 0.74648
Chittapur | Chittapur_ICR3 | SMB | Chittapur_ICR3_INV3_SMB7 | String Monitoring Box | Chittapur_ICR3_INV3 |  | 156.24 | 1000VDC 266A | - | 504 | Main Inventory | In Operation |  |  | Statcon Energiaa Pvt. Ltd. | 2017-09-26 | 2022-09-25 | 60 | NA | Statcon Energiaa Pvt. Ltd. | L&T | 14IN 1OUT - Three Box Model | [5 empty] | GESCOM | HSEPL | Clean Solar Power Tumkur Private Limited | Skyfri |  |  |  | 0.74648
Chittapur | Chittapur_ICR3 | SMB | Chittapur_ICR3_INV4_SMB1 | String Monitoring Box | Chittapur_ICR3_INV4 |  | 156.24 | 1000VDC 266A | - | 504 | Main Inventory | In Operation |  |  | Statcon Energiaa Pvt. Ltd. | 2017-09-26 | 2022-09-25 | 60 | NA | Statcon Energiaa Pvt. Ltd. | L&T | 14IN 1OUT - Three Box Model | [5 empty] | GESCOM | HSEPL | Clean Solar Power Tumkur Private Limited | Skyfri |  |  |  | 0.74648
Chittapur | Chittapur_ICR3 | SMB | Chittapur_ICR3_INV4_SMB2 | String Monitoring Box | Chittapur_ICR3_INV4 |  | 156.24 | 1000VDC 266A | - | 504 | Main Inventory | In Operation |  |  | Statcon Energiaa Pvt. Ltd. | 2017-09-26 | 2022-09-25 | 60 | NA | Statcon Energiaa Pvt. Ltd. | L&T | 14IN 1OUT - Three Box Model | [5 empty] | GESCOM | HSEPL | Clean Solar Power Tumkur Private Limited | Skyfri |  |  |  | 0.74648
Chittapur | Chittapur_ICR3 | SMB | Chittapur_ICR3_INV4_SMB3 | String Monitoring Box | Chittapur_ICR3_INV4 |  | 156.24 | 1000VDC 266A | - | 504 | Main Inventory | In Operation |  |  | Statcon Energiaa Pvt. Ltd. | 2017-09-26 | 2022-09-25 | 60 | NA | Statcon Energiaa Pvt. Ltd. | L&T | 14IN 1OUT - Three Box Model | [5 empty] | GESCOM | HSEPL | Clean Solar Power Tumkur Private Limited | Skyfri |  |  |  | 0.74648
Chittapur | Chittapur_ICR3 | SMB | Chittapur_ICR3_INV4_SMB4 | String Monitoring Box | Chittapur_ICR3_INV4 |  | 156.24 | 1000VDC 266A | - | 504 | Main Inventory | In Operation |  |  | Statcon Energiaa Pvt. Ltd. | 2017-09-26 | 2022-09-25 | 60 | NA | Statcon Energiaa Pvt. Ltd. | L&T | 14IN 1OUT - Three Box Model | [5 empty] | GESCOM | HSEPL | Clean Solar Power Tumkur Private Limited | Skyfri |  |  |  | 0.74648
Chittapur | Chittapur_ICR3 | SMB | Chittapur_ICR3_INV4_SMB5 | String Monitoring Box | Chittapur_ICR3_INV4 |  | 156.24 | 1000VDC 266A | - | 504 | Main Inventory | In Operation |  |  | Statcon Energiaa Pvt. Ltd. | 2017-09-26 | 2022-09-25 | 60 | NA | Statcon Energiaa Pvt. Ltd. | L&T | 14IN 1OUT - Three Box Model | [5 empty] | GESCOM | HSEPL | Clean Solar Power Tumkur Private Limited | Skyfri |  |  |  | 0.74648
Chittapur | Chittapur_ICR3 | SMB | Chittapur_ICR3_INV4_SMB6 | String Monitoring Box | Chittapur_ICR3_INV4 |  | 162.96 | 1000VDC 266A | - | 525 | Main Inventory | In Operation |  |  | Statcon Energiaa Pvt. Ltd. | 2017-09-26 | 2022-09-25 | 60 | NA | Statcon Energiaa Pvt. Ltd. | L&T | 14IN 1OUT - Three Box Model | [5 empty] | GESCOM | HSEPL | Clean Solar Power Tumkur Private Limited | Skyfri |  |  |  | 0.74648
Chittapur | Chittapur_ICR3 | SMB | Chittapur_ICR3_INV4_SMB7 | String Monitoring Box | Chittapur_ICR3_INV4 |  | 156.24 | 1000VDC 266A | - | 504 | Main Inventory | In Operation |  |  | Statcon Energiaa Pvt. Ltd. | 2017-09-26 | 2022-09-25 | 60 | NA | Statcon Energiaa Pvt. Ltd. | L&T | 14IN 1OUT - Three Box Model | [5 empty] | GESCOM | HSEPL | Clean Solar Power Tumkur Private Limited | Skyfri |  |  |  | 0.74648
Chittapur | Chittapur_ICR4 | Inverter Duty Transformer | Chittapur_ICR4_IDT | Inverter Duty Transformer | Chittapur_ICR4_RMU | 2186019 | - | - | 4.4 MVA,11KV/405V, | 1 | Main Inventory | In Operation |  |  | Toshiba Transmission & Distribution Systems (India) Pvt. Ltd. | 2017-11-15 | 2022-11-15 | 60 | D17000236 | Toshiba Transmission & Distribution Systems (India) Pvt. Ltd. | L&T | ONAN | [5 empty] | GESCOM | HSEPL | Clean Solar Power Tumkur Private Limited | Skyfri
Chittapur | Chittapur_ICR4 | ACDB | Chittapur_ICR4_ACDB | Alternative Current Distribution Box | Chittapur_ICR4_IDT | - | - | - | 415v / 32A | 1 | Main Inventory | In Operation |  |  | StahllformTechnik Pvt. Ltd. | 2017-11-15 | 2022-11-15 | 60 | NA | StahllformTechnik Pvt. Ltd. | L&T | Outdoor floor Mouinting | [5 empty] | GESCOM | HSEPL | Clean Solar Power Tumkur Private Limited | Skyfri
Chittapur | Chittapur_ICR4 | Inverter | Chittapur_ICR4_INV1 | Inverter | Chittapur_ICR4 Room | 180804678 | 1048.32 | DC-1000V, 1635A | AC- 1100kva /OP-405,1586A | 1 | Main Inventory | In Operation |  | In Warranty | SMA Solar Technology AG | 2017-11-15 | 2024-05-15 | 78 | 402038616 | SMA Solar Technology AG | HSEPL | Sunny Central 1000CP XT | [5 empty] | GESCOM | HSEPL | Clean Solar Power Tumkur Private Limited | Skyfri
Chittapur | Chittapur_ICR4 | Inverter | Chittapur_ICR4_INV2 | Inverter | Chittapur_ICR4 Room | 180804818 | 1119.72 | DC-1000V, 1635A | AC- 1100kva /OP-405,1586A | 1 | Main Inventory | In Operation |  | In Warranty | SMA Solar Technology AG | 2017-11-15 | 2024-05-15 | 78 | 402038616 | SMA Solar Technology AG | HSEPL | Sunny Central 1000CP XT | [5 empty] | GESCOM | HSEPL | Clean Solar Power Tumkur Private Limited | Skyfri
Chittapur | Chittapur_ICR4 | Inverter | Chittapur_ICR4_INV3 | Inverter | Chittapur_ICR4 Room | 180804701 | 1080.66 | DC-1000V, 1635A | AC- 1100kva /OP-405,1586A | 1 | Main Inventory | In Operation |  | In Warranty | SMA Solar Technology AG | 2017-11-15 | 2024-05-15 | 78 | 402038616 | SMA Solar Technology AG | HSEPL | Sunny Central 1000CP XT | [5 empty] | GESCOM | HSEPL | Clean Solar Power Tumkur Private Limited | Skyfri
Chittapur | Chittapur_ICR4 | Inverter | Chittapur_ICR4_INV4 | Inverter | Chittapur_ICR4 Room | 180804817 | 1132.74 | DC-1000V, 1635A | AC- 1100kva /OP-405,1586A | 1 | Main Inventory | In Operation |  | In Warranty | SMA Solar Technology AG | 2017-11-15 | 2024-05-15 | 78 | 402038616 | SMA Solar Technology AG | HSEPL | Sunny Central 1000CP XT | [5 empty] | GESCOM | HSEPL | Clean Solar Power Tumkur Private Limited | Skyfri
Chittapur | Chittapur_ICR4 | ACDB LT Panel | Chittapur_ICR4_ACDB LT Panel | Alternating Current Distribution Box LT Panel | Chittapur_ICR4_IDT | - | - | - | 415V / 32A | 1 | Main Inventory | In Operation |  |  | StahllformTechnik Pvt. Ltd. | 2017-11-15 | 2022-11-15 | 60 | NA | StahllformTechnik Pvt. Ltd. | L&T | Oudoor wall Mouinting | [5 empty] | GESCOM | HSEPL | Clean Solar Power Tumkur Private Limited | Skyfri
Chittapur | Chittapur_ICR4 | SMB | Chittapur_ICR4_INV1_SMB1 | String Monitoring Box | Chittapur_ICR4_INV1 | 180804842 | 162.96 | 1000VDC 266A | - | 525 | Main Inventory | In Operation |  |  | Statcon Energiaa Pvt. Ltd. | 2017-09-26 | 2022-09-25 | 60 | NA | Statcon Energiaa Pvt. Ltd. | L&T | 14IN 1OUT - Three Box Model | [5 empty] | GESCOM | HSEPL | Clean Solar Power Tumkur Private Limited | Skyfri |  |  |  | 0.74648
Chittapur | Chittapur_ICR4 | SMB | Chittapur_ICR4_INV1_SMB2 | String Monitoring Box | Chittapur_ICR4_INV1 | 180804688 | 156.24 | 1000VDC 266A | - | 504 | Main Inventory | In Operation |  |  | Statcon Energiaa Pvt. Ltd. | 2017-09-26 | 2022-09-25 | 60 | NA | Statcon Energiaa Pvt. Ltd. | L&T | 14IN 1OUT - Three Box Model | [5 empty] | GESCOM | HSEPL | Clean Solar Power Tumkur Private Limited | Skyfri |  |  |  | 0.74648
Chittapur | Chittapur_ICR4 | SMB | Chittapur_ICR4_INV1_SMB3 | String Monitoring Box | Chittapur_ICR4_INV1 | 180805220 | 156.24 | 1000VDC 266A | - | 504 | Main Inventory | In Operation |  |  | Statcon Energiaa Pvt. Ltd. | 2017-09-26 | 2022-09-25 | 60 | NA | Statcon Energiaa Pvt. Ltd. | L&T | 14IN 1OUT - Three Box Model | [5 empty] | GESCOM | HSEPL | Clean Solar Power Tumkur Private Limited | Skyfri |  |  |  | 0.74648
Chittapur | Chittapur_ICR4 | SMB | Chittapur_ICR4_INV1_SMB4 | String Monitoring Box | Chittapur_ICR4_INV1 | 180804803 | 104.16 | 1000VDC 266A | - | 336 | Main Inventory | In Operation |  |  | Statcon Energiaa Pvt. Ltd. | 2017-09-26 | 2022-09-25 | 60 | NA | Statcon Energiaa Pvt. Ltd. | L&T | 14IN 1OUT - Three Box Model | [5 empty] | GESCOM | HSEPL | Clean Solar Power Tumkur Private Limited | Skyfri |  |  |  | 0.74648
Chittapur | Chittapur_ICR4 | SMB | Chittapur_ICR4_INV1_SMB5 | String Monitoring Box | Chittapur_ICR4_INV1 | 180804689 | 156.24 | 1000VDC 266A | - | 504 | Main Inventory | In Operation |  |  | Statcon Energiaa Pvt. Ltd. | 2017-09-26 | 2022-09-25 | 60 | NA | Statcon Energiaa Pvt. Ltd. | L&T | 14IN 1OUT - Three Box Model | [5 empty] | GESCOM | HSEPL | Clean Solar Power Tumkur Private Limited | Skyfri |  |  |  | 0.74648
Chittapur | Chittapur_ICR4 | SMB | Chittapur_ICR4_INV1_SMB6 | String Monitoring Box | Chittapur_ICR4_INV1 | 180805207 | 156.24 | 1000VDC 266A | - | 504 | Main Inventory | In Operation |  |  | Statcon Energiaa Pvt. Ltd. | 2017-09-26 | 2022-09-25 | 60 | NA | Statcon Energiaa Pvt. Ltd. | L&T | 14IN 1OUT - Three Box Model | [5 empty] | GESCOM | HSEPL | Clean Solar Power Tumkur Private Limited | Skyfri |  |  |  | 0.74648
Chittapur | Chittapur_ICR4 | SMB | Chittapur_ICR4_INV1_SMB7 | String Monitoring Box | Chittapur_ICR4_INV1 | 180805161 | 156.24 | 1000VDC 266A | - | 504 | Main Inventory | In Operation |  |  | Statcon Energiaa Pvt. Ltd. | 2017-09-26 | 2022-09-25 | 60 | NA | Statcon Energiaa Pvt. Ltd. | L&T | 14IN 1OUT - Three Box Model | [5 empty] | GESCOM | HSEPL | Clean Solar Power Tumkur Private Limited | Skyfri |  |  |  | 0.74648
Chittapur | Chittapur_ICR4 | SMB | Chittapur_ICR4_INV2_SMB1 | String Monitoring Box | Chittapur_ICR4_INV2 | 180805177 | 0 | 1000VDC 266A | - | 294 | Main Inventory | In Operation |  |  | Statcon Energiaa Pvt. Ltd. | 2017-09-26 | 2022-09-25 | 60 | NA | Statcon Energiaa Pvt. Ltd. | L&T | 14IN 1OUT - Three Box Model | [5 empty] | GESCOM | HSEPL | Clean Solar Power Tumkur Private Limited | Skyfri |  |  |  | 0.74648
Chittapur | Chittapur_ICR4 | SMB | Chittapur_ICR4_INV2_SMB2 | String Monitoring Box | Chittapur_ICR4_INV2 | 180805172 | 182.28 | 1000VDC 266A | - | 546 | Main Inventory | In Operation |  |  | Statcon Energiaa Pvt. Ltd. | 2017-09-26 | 2022-09-25 | 60 | NA | Statcon Energiaa Pvt. Ltd. | L&T | 14IN 1OUT - Three Box Model | [5 empty] | GESCOM | HSEPL | Clean Solar Power Tumkur Private Limited | Skyfri |  |  |  | 0.74648
Chittapur | Chittapur_ICR4 | SMB | Chittapur_ICR4_INV2_SMB3 | String Monitoring Box | Chittapur_ICR4_INV2 | 180804678 | 182.28 | 1000VDC 266A | - | 504 | Main Inventory | In Operation |  |  | Statcon Energiaa Pvt. Ltd. | 2017-09-26 | 2022-09-25 | 60 | NA | Statcon Energiaa Pvt. Ltd. | L&T | 14IN 1OUT - Three Box Model | [5 empty] | GESCOM | HSEPL | Clean Solar Power Tumkur Private Limited | Skyfri |  |  |  | 0.74648
Chittapur | Chittapur_ICR4 | SMB | Chittapur_ICR4_INV2_SMB4 | String Monitoring Box | Chittapur_ICR4_INV2 | 180804818 | 182.28 | 1000VDC 266A | - | 504 | Main Inventory | In Operation |  |  | Statcon Energiaa Pvt. Ltd. | 2017-09-26 | 2022-09-25 | 60 | NA | Statcon Energiaa Pvt. Ltd. | L&T | 14IN 1OUT - Three Box Model | [5 empty] | GESCOM | HSEPL | Clean Solar Power Tumkur Private Limited | Skyfri |  |  |  | 0.74648
Chittapur | Chittapur_ICR4 | SMB | Chittapur_ICR4_INV2_SMB5 | String Monitoring Box | Chittapur_ICR4_INV2 | 180804701 | 182.28 | 1000VDC 266A | - | 504 | Main Inventory | In Operation |  |  | Statcon Energiaa Pvt. Ltd. | 2017-09-26 | 2022-09-25 | 60 | NA | Statcon Energiaa Pvt. Ltd. | L&T | 14IN 1OUT - Three Box Model | [5 empty] | GESCOM | HSEPL | Clean Solar Power Tumkur Private Limited | Skyfri |  |  |  | 0.74648
Chittapur | Chittapur_ICR4 | SMB | Chittapur_ICR4_INV2_SMB6 | String Monitoring Box | Chittapur_ICR4_INV2 | 180804817 | 78.12 | 1000VDC 266A | - | 252 | Main Inventory | In Operation |  |  | Statcon Energiaa Pvt. Ltd. | 2017-09-26 | 2022-09-25 | 60 | NA | Statcon Energiaa Pvt. Ltd. | L&T | 14IN 1OUT - Three Box Model | [5 empty] | GESCOM | HSEPL | Clean Solar Power Tumkur Private Limited | Skyfri |  |  |  | 0.74648
Chittapur | Chittapur_ICR4 | SMB | Chittapur_ICR4_INV2_SMB7 | String Monitoring Box | Chittapur_ICR4_INV2 | 180805221 | 156.24 | 1000VDC 266A | - | 504 | Main Inventory | In Operation |  |  | Statcon Energiaa Pvt. Ltd. | 2017-09-26 | 2022-09-25 | 60 | NA | Statcon Energiaa Pvt. Ltd. | L&T | 14IN 1OUT - Three Box Model | [5 empty] | GESCOM | HSEPL | Clean Solar Power Tumkur Private Limited | Skyfri |  |  |  | 0.74648
Chittapur | Chittapur_ICR4 | SMB | Chittapur_ICR4_INV2_SMB8 | String Monitoring Box | Chittapur_ICR4_INV2 | 180805221 | 156.24 | 1000VDC 266A | - | 504 | Main Inventory | In Operation |  |  | Statcon Energiaa Pvt. Ltd. | 2017-09-26 | 2022-09-25 | 60 | NA | Statcon Energiaa Pvt. Ltd. | L&T | 14IN 1OUT - Three Box Model | [5 empty] | GESCOM | HSEPL | Clean Solar Power Tumkur Private Limited | Skyfri |  |  |  | 0.74648
Chittapur | Chittapur_ICR4 | SMB | Chittapur_ICR4_INV3_SMB1 | String Monitoring Box | Chittapur_ICR4_INV3 | 180804518 | 156.24 | 1000VDC 266A | - | 504 | Main Inventory | In Operation |  |  | Statcon Energiaa Pvt. Ltd. | 2017-09-26 | 2022-09-25 | 60 | NA | Statcon Energiaa Pvt. Ltd. | L&T | 14IN 1OUT - Three Box Model | [5 empty] | GESCOM | HSEPL | Clean Solar Power Tumkur Private Limited | Skyfri |  |  |  | 0.74648
Chittapur | Chittapur_ICR4 | SMB | Chittapur_ICR4_INV3_SMB2 | String Monitoring Box | Chittapur_ICR4_INV3 | 180804559 | 156.24 | 1000VDC 266A | - | 504 | Main Inventory | In Operation |  |  | Statcon Energiaa Pvt. Ltd. | 2017-09-26 | 2022-09-25 | 60 | NA | Statcon Energiaa Pvt. Ltd. | L&T | 14IN 1OUT - Three Box Model | [5 empty] | GESCOM | HSEPL | Clean Solar Power Tumkur Private Limited | Skyfri |  |  |  | 0.74648
Chittapur | Chittapur_ICR4 | SMB | Chittapur_ICR4_INV3_SMB3 | String Monitoring Box | Chittapur_ICR4_INV3 | 180804679 | 156.24 | 1000VDC 266A | - | 504 | Main Inventory | In Operation |  |  | Statcon Energiaa Pvt. Ltd. | 2017-09-26 | 2022-09-25 | 60 | NA | Statcon Energiaa Pvt. Ltd. | L&T | 14IN 1OUT - Three Box Model | [5 empty] | GESCOM | HSEPL | Clean Solar Power Tumkur Private Limited | Skyfri |  |  |  | 0.74648
Chittapur | Chittapur_ICR4 | SMB | Chittapur_ICR4_INV3_SMB4 | String Monitoring Box | Chittapur_ICR4_INV3 | 17E01467GO | 156.24 | 1000VDC 266A | - | 504 | Main Inventory | In Operation |  |  | Statcon Energiaa Pvt. Ltd. | 2017-09-26 | 2022-09-25 | 60 | NA | Statcon Energiaa Pvt. Ltd. | L&T | 14IN 1OUT - Three Box Model | [5 empty] | GESCOM | HSEPL | Clean Solar Power Tumkur Private Limited | Skyfri |  |  |  | 0.74648
Chittapur | Chittapur_ICR4 | SMB | Chittapur_ICR4_INV3_SMB5 | String Monitoring Box | Chittapur_ICR4_INV3 | N/A | 156.24 | 1000VDC 266A | - | 504 | Main Inventory | In Operation |  |  | Statcon Energiaa Pvt. Ltd. | 2017-09-26 | 2022-09-25 | 60 | NA | Statcon Energiaa Pvt. Ltd. | L&T | 14IN 1OUT - Three Box Model | [5 empty] | GESCOM | HSEPL | Clean Solar Power Tumkur Private Limited | Skyfri |  |  |  | 0.74648
Chittapur | Chittapur_ICR4 | SMB | Chittapur_ICR4_INV3_SMB6 | String Monitoring Box | Chittapur_ICR4_INV3 | 17E01507GO | 156.24 | 1000VDC 266A | - | 504 | Main Inventory | In Operation |  |  | Statcon Energiaa Pvt. Ltd. | 2017-09-26 | 2022-09-25 | 60 | NA | Statcon Energiaa Pvt. Ltd. | L&T | 14IN 1OUT - Three Box Model | [5 empty] | GESCOM | HSEPL | Clean Solar Power Tumkur Private Limited | Skyfri |  |  |  | 0.74648
Chittapur | Chittapur_ICR4 | SMB | Chittapur_ICR4_INV3_SMB7 | String Monitoring Box | Chittapur_ICR4_INV3 | 17E01415GO | 143.22 | 1000VDC 266A | - | 462 | Main Inventory | In Operation |  |  | Statcon Energiaa Pvt. Ltd. | 2017-09-26 | 2022-09-25 | 60 | NA | Statcon Energiaa Pvt. Ltd. | L&T | 14IN 1OUT - Three Box Model | [5 empty] | GESCOM | HSEPL | Clean Solar Power Tumkur Private Limited | Skyfri |  |  |  | 0.74648
Chittapur | Chittapur_ICR4 | SMB | Chittapur_ICR4_INV4_SMB1 | String Monitoring Box | Chittapur_ICR4_INV4 | 17E01511GO | 169.26 | 1000VDC 266A | - | 546 | Main Inventory | In Operation |  |  | Statcon Energiaa Pvt. Ltd. | 2017-09-26 | 2022-09-25 | 60 | NA | Statcon Energiaa Pvt. Ltd. | L&T | 14IN 1OUT - Three Box Model | [5 empty] | GESCOM | HSEPL | Clean Solar Power Tumkur Private Limited | Skyfri |  |  |  | 0.74648
Chittapur | Chittapur_ICR4 | SMB | Chittapur_ICR4_INV4_SMB2 | String Monitoring Box | Chittapur_ICR4_INV4 | 17E01476GO | 130.2 | 1000VDC 266A | - | 420 | Main Inventory | In Operation |  |  | Statcon Energiaa Pvt. Ltd. | 2017-09-26 | 2022-09-25 | 60 | NA | Statcon Energiaa Pvt. Ltd. | L&T | 14IN 1OUT - Three Box Model | [5 empty] | GESCOM | HSEPL | Clean Solar Power Tumkur Private Limited | Skyfri |  |  |  | 0.74648
Chittapur | Chittapur_ICR4 | SMB | Chittapur_ICR4_INV4_SMB3 | String Monitoring Box | Chittapur_ICR4_INV4 | 17E01481GO | 156.24 | 1000VDC 266A | - | 504 | Main Inventory | In Operation |  |  | Statcon Energiaa Pvt. Ltd. | 2017-09-26 | 2022-09-25 | 60 | NA | Statcon Energiaa Pvt. Ltd. | L&T | 14IN 1OUT - Three Box Model | [5 empty] | GESCOM | HSEPL | Clean Solar Power Tumkur Private Limited | Skyfri |  |  |  | 0.74648
Chittapur | Chittapur_ICR4 | SMB | Chittapur_ICR4_INV4_SMB4 | String Monitoring Box | Chittapur_ICR4_INV4 | 17E01469GO | 156.24 | 1000VDC 266A | - | 504 | Main Inventory | In Operation |  |  | Statcon Energiaa Pvt. Ltd. | 2017-09-26 | 2022-09-25 | 60 | NA | Statcon Energiaa Pvt. Ltd. | L&T | 14IN 1OUT - Three Box Model | [5 empty] | GESCOM | HSEPL | Clean Solar Power Tumkur Private Limited | Skyfri |  |  |  | 0.74648
Chittapur | Chittapur_ICR4 | SMB | Chittapur_ICR4_INV4_SMB5 | String Monitoring Box | Chittapur_ICR4_INV4 | 17E01437GO | 156.24 | 1000VDC 266A | - | 504 | Main Inventory | In Operation |  |  | Statcon Energiaa Pvt. Ltd. | 2017-09-26 | 2022-09-25 | 60 | NA | Statcon Energiaa Pvt. Ltd. | L&T | 14IN 1OUT - Three Box Model | [5 empty] | GESCOM | HSEPL | Clean Solar Power Tumkur Private Limited | Skyfri |  |  |  | 0.74648
Chittapur | Chittapur_ICR4 | SMB | Chittapur_ICR4_INV4_SMB6 | String Monitoring Box | Chittapur_ICR4_INV4 | 17E01513GO | 182.28 | 1000VDC 266A | - | 588 | Main Inventory | In Operation |  |  | Statcon Energiaa Pvt. Ltd. | 2017-09-26 | 2022-09-25 | 60 | NA | Statcon Energiaa Pvt. Ltd. | L&T | 14IN 1OUT - Three Box Model | [5 empty] | GESCOM | HSEPL | Clean Solar Power Tumkur Private Limited | Skyfri |  |  |  | 0.74648
Chittapur | Chittapur_ICR4 | SMB | Chittapur_ICR4_INV4_SMB7 | String Monitoring Box | Chittapur_ICR4_INV4 | 17E01395GO | 182.28 | 1000VDC 266A | - | 588 | Main Inventory | In Operation |  |  | Statcon Energiaa Pvt. Ltd. | 2017-09-26 | 2022-09-25 | 60 | NA | Statcon Energiaa Pvt. Ltd. | L&T | 14IN 1OUT - Three Box Model | [5 empty] | GESCOM | HSEPL | Clean Solar Power Tumkur Private Limited | Skyfri |  |  |  | 0.74648
Chittapur | Chittapur_ICR5 | Inverter Duty Transformer | Chittapur_ICR5_IDT | Inverter Duty Transformer | Chittapur_ICR5_RMU | 2186018 | - | - | 4.4 MVA,11KV/405V, | 1 | Main Inventory | In Operation |  |  | Toshiba Transmission & Distribution Systems (India) Pvt. Ltd. | 2017-11-15 | 2022-11-15 | 60 | D17000237 | Toshiba Transmission & Distribution Systems (India) Pvt. Ltd. | L&T | ONAN | [5 empty] | GESCOM | HSEPL | Clean Solar Power Tumkur Private Limited | Skyfri
Chittapur | Chittapur_ICR5 | ACDB | Chittapur_ICR5_ACDB | Alternative Current Distribution Box | Chittapur_ICR5_IDT | - | - | - | 415v / 32A | 1 | Main Inventory | In Operation |  |  | StahllformTechnik Pvt. Ltd. | 2017-11-15 | 2022-11-15 | 60 | NA | StahllformTechnik Pvt. Ltd. | L&T | Outdoor floor Mouinting | [5 empty] | GESCOM | HSEPL | Clean Solar Power Tumkur Private Limited | Skyfri
Chittapur | Chittapur_ICR5 | Auxiliary Transformer | Chittapur_ICR5_Aux-Trafo | Auxialiary Transformer | Chittapur_ICR5_IDT | ODAZZT-24/VMCL/A/3034 | - | - | 11KV/400V, 75 KVA | 1 | Main Inventory | In Operation |  |  | Voltech Manufacturing Company Ltd. | 2017-11-15 | 2022-11-15 | 60 | VMCL/Warranty/50/17-18 | Voltech Manufacturing Company Ltd. | L&T | ONAN | [5 empty] | GESCOM | HSEPL | Clean Solar Power Tumkur Private Limited | Skyfri
Chittapur | Chittapur_ICR5 | UPS | Chittapur_ICR5_UPS | Uninterruptible Power Supply | Chittapur_ICR5_ACDB | 20170600600 | - | - | 400V | 1 | Main Inventory | In Operation |  |  | Power One Micro Systems Pvt. Ltd., | 2017-08-31 | 2020-08-30 | 36 | NA | Power One Micro Systems Pvt. Ltd., | L&T | PMP253R32 | [5 empty] | GESCOM | HSEPL | Clean Solar Power Tumkur Private Limited | Skyfri
Chittapur | Chittapur_ICR5 | RMU | Chittapur_ICR5_RMU | Ring Main Unit | Chittapur_Switchyard_Power Transformer | LQR01/05/03/12862 | - | - | 12KV, 565A, 21kA, 3sec | 1 | Main Inventory | In Operation |  |  | Siemens Ltd. | 2017-11-15 | 2022-11-15 | 60 | NA | Siemens Ltd. | L&T | 8DJH ST - RRL outdoor | [5 empty] | GESCOM | HSEPL | Clean Solar Power Tumkur Private Limited | Skyfri
Chittapur | Chittapur_ICR5 | Inverter | Chittapur_ICR5_INV1 | Inverter | Chittapur_ICR5 Room | 180805221 | 1022.07 | DC-1000V, 1635A | AC- 1100kva /OP-405,1586A | 1 | Main Inventory | In Operation |  | In Warranty | SMA Solar Technology AG | 2017-11-15 | 2024-05-15 | 78 | 402038616 | SMA Solar Technology AG | HSEPL | Sunny Central 1000CP XT | [5 empty] | GESCOM | HSEPL | Clean Solar Power Tumkur Private Limited | Skyfri
Chittapur | Chittapur_ICR5 | Inverter | Chittapur_ICR5_INV2 | Inverter | Chittapur_ICR5 Room | 180804518 | 1041.6 | DC-1000V, 1635A | AC- 1100kva /OP-405,1586A | 1 | Main Inventory | In Operation |  | In Warranty | SMA Solar Technology AG | 2017-11-15 | 2024-05-15 | 78 | 402038616 | SMA Solar Technology AG | HSEPL | Sunny Central 1000CP XT | [5 empty] | GESCOM | HSEPL | Clean Solar Power Tumkur Private Limited | Skyfri
Chittapur | Chittapur_ICR5 | Inverter | Chittapur_ICR5_INV3 | Inverter | Chittapur_ICR5 Room | 180804559 | 1093.68 | DC-1000V, 1635A | AC- 1100kva /OP-405,1586A | 1 | Main Inventory | In Operation |  | In Warranty | SMA Solar Technology AG | 2017-11-15 | 2024-05-15 | 78 | 402038616 | SMA Solar Technology AG | HSEPL | Sunny Central 1000CP XT | [5 empty] | GESCOM | HSEPL | Clean Solar Power Tumkur Private Limited | Skyfri
Chittapur | Chittapur_ICR5 | Inverter | Chittapur_ICR5_INV4 | Inverter | Chittapur_ICR5 Room | 180804679 | 1087.17 | DC-1000V, 1635A | AC- 1100kva /OP-405,1586A | 1 | Main Inventory | In Operation |  | In Warranty | SMA Solar Technology AG | 2017-11-15 | 2024-05-15 | 78 | 402038616 | SMA Solar Technology AG | HSEPL | Sunny Central 1000CP XT | [5 empty] | GESCOM | HSEPL | Clean Solar Power Tumkur Private Limited | Skyfri
Chittapur | Chittapur_ICR5 | ACDB LT Panel | Chittapur_ICR5_ACDB LT Panel | Alternating Current Distribution Box LT Panel | Chittapur_ICR5_IDT | - | - | - | 415V / 32A | 1 | Main Inventory | In Operation |  |  | StahllformTechnik Pvt. Ltd. | 2017-11-15 | 2022-11-15 | 60 | NA | StahllformTechnik Pvt. Ltd. | L&T | Oudoor wall Mouinting | [5 empty] | GESCOM | HSEPL | Clean Solar Power Tumkur Private Limited | Skyfri
Chittapur | Chittapur_ICR5 | SMB | Chittapur_ICR5_INV1_SMB1 | String Monitoring Box | Chittapur_ICR5_INV1 | 180804842 | 156.24 | 1000VDC 266A | - | 504 | Main Inventory | In Operation |  |  | Statcon Energiaa Pvt. Ltd. | 2017-09-26 | 2022-09-25 | 60 | NA | Statcon Energiaa Pvt. Ltd. | L&T | 14IN 1OUT - Three Box Model | [5 empty] | GESCOM | HSEPL | Clean Solar Power Tumkur Private Limited | Skyfri |  |  |  | 0.74648
Chittapur | Chittapur_ICR5 | SMB | Chittapur_ICR5_INV1_SMB2 | String Monitoring Box | Chittapur_ICR5_INV1 | 180804688 | 156.24 | 1000VDC 266A | - | 504 | Main Inventory | In Operation |  |  | Statcon Energiaa Pvt. Ltd. | 2017-09-26 | 2022-09-25 | 60 | NA | Statcon Energiaa Pvt. Ltd. | L&T | 14IN 1OUT - Three Box Model | [5 empty] | GESCOM | HSEPL | Clean Solar Power Tumkur Private Limited | Skyfri |  |  |  | 0.74648
Chittapur | Chittapur_ICR5 | SMB | Chittapur_ICR5_INV1_SMB3 | String Monitoring Box | Chittapur_ICR5_INV1 | 180805220 | 130.2 | 1000VDC 266A | - | 420 | Main Inventory | In Operation |  |  | Statcon Energiaa Pvt. Ltd. | 2017-09-26 | 2022-09-25 | 60 | NA | Statcon Energiaa Pvt. Ltd. | L&T | 14IN 1OUT - Three Box Model | [5 empty] | GESCOM | HSEPL | Clean Solar Power Tumkur Private Limited | Skyfri |  |  |  | 0.74648
Chittapur | Chittapur_ICR5 | SMB | Chittapur_ICR5_INV1_SMB4 | String Monitoring Box | Chittapur_ICR5_INV1 | 180804803 | 156.24 | 1000VDC 266A | - | 504 | Main Inventory | In Operation |  |  | Statcon Energiaa Pvt. Ltd. | 2017-09-26 | 2022-09-25 | 60 | NA | Statcon Energiaa Pvt. Ltd. | L&T | 14IN 1OUT - Three Box Model | [5 empty] | GESCOM | HSEPL | Clean Solar Power Tumkur Private Limited | Skyfri |  |  |  | 0.74648
Chittapur | Chittapur_ICR5 | SMB | Chittapur_ICR5_INV1_SMB5 | String Monitoring Box | Chittapur_ICR5_INV1 | 180804689 | 156.24 | 1000VDC 266A | - | 504 | Main Inventory | In Operation |  |  | Statcon Energiaa Pvt. Ltd. | 2017-09-26 | 2022-09-25 | 60 | NA | Statcon Energiaa Pvt. Ltd. | L&T | 14IN 1OUT - Three Box Model | [5 empty] | GESCOM | HSEPL | Clean Solar Power Tumkur Private Limited | Skyfri |  |  |  | 0.74648
Chittapur | Chittapur_ICR5 | SMB | Chittapur_ICR5_INV1_SMB6 | String Monitoring Box | Chittapur_ICR5_INV1 | 180805207 | 156.24 | 1000VDC 266A | - | 504 | Main Inventory | In Operation |  |  | Statcon Energiaa Pvt. Ltd. | 2017-09-26 | 2022-09-25 | 60 | NA | Statcon Energiaa Pvt. Ltd. | L&T | 14IN 1OUT - Three Box Model | [5 empty] | GESCOM | HSEPL | Clean Solar Power Tumkur Private Limited | Skyfri |  |  |  | 0.74648
Chittapur | Chittapur_ICR5 | SMB | Chittapur_ICR5_INV1_SMB7 | String Monitoring Box | Chittapur_ICR5_INV1 | 180805161 | 110.67 | 1000VDC 266A | - | 357 | Main Inventory | In Operation |  |  | Statcon Energiaa Pvt. Ltd. | 2017-09-26 | 2022-09-25 | 60 | NA | Statcon Energiaa Pvt. Ltd. | L&T | 14IN 1OUT - Three Box Model | [5 empty] | GESCOM | HSEPL | Clean Solar Power Tumkur Private Limited | Skyfri |  |  |  | 0.74648
Chittapur | Chittapur_ICR5 | SMB | Chittapur_ICR5_INV2_SMB1 | String Monitoring Box | Chittapur_ICR5_INV2 | 180805177 | 156.24 | 1000VDC 266A | - | 504 | Main Inventory | In Operation |  |  | Statcon Energiaa Pvt. Ltd. | 2017-09-26 | 2022-09-25 | 60 | NA | Statcon Energiaa Pvt. Ltd. | L&T | 14IN 1OUT - Three Box Model | [5 empty] | GESCOM | HSEPL | Clean Solar Power Tumkur Private Limited | Skyfri |  |  |  | 0.74648
Chittapur | Chittapur_ICR5 | SMB | Chittapur_ICR5_INV2_SMB2 | String Monitoring Box | Chittapur_ICR5_INV2 | 180805172 | 156.24 | 1000VDC 266A | - | 504 | Main Inventory | In Operation |  |  | Statcon Energiaa Pvt. Ltd. | 2017-09-26 | 2022-09-25 | 60 | NA | Statcon Energiaa Pvt. Ltd. | L&T | 14IN 1OUT - Three Box Model | [5 empty] | GESCOM | HSEPL | Clean Solar Power Tumkur Private Limited | Skyfri |  |  |  | 0.74648
Chittapur | Chittapur_ICR5 | SMB | Chittapur_ICR5_INV2_SMB3 | String Monitoring Box | Chittapur_ICR5_INV2 | 180804678 | 156.24 | 1000VDC 266A | - | 504 | Main Inventory | In Operation |  |  | Statcon Energiaa Pvt. Ltd. | 2017-09-26 | 2022-09-25 | 60 | NA | Statcon Energiaa Pvt. Ltd. | L&T | 14IN 1OUT - Three Box Model | [5 empty] | GESCOM | HSEPL | Clean Solar Power Tumkur Private Limited | Skyfri |  |  |  | 0.74648
Chittapur | Chittapur_ICR5 | SMB | Chittapur_ICR5_INV2_SMB4 | String Monitoring Box | Chittapur_ICR5_INV2 | 180804818 | 104.16 | 1000VDC 266A | - | 336 | Main Inventory | In Operation |  |  | Statcon Energiaa Pvt. Ltd. | 2017-09-26 | 2022-09-25 | 60 | NA | Statcon Energiaa Pvt. Ltd. | L&T | 14IN 1OUT - Three Box Model | [5 empty] | GESCOM | HSEPL | Clean Solar Power Tumkur Private Limited | Skyfri |  |  |  | 0.74648
Chittapur | Chittapur_ICR5 | SMB | Chittapur_ICR5_INV2_SMB5 | String Monitoring Box | Chittapur_ICR5_INV2 | 180804701 | 156.24 | 1000VDC 266A | - | 504 | Main Inventory | In Operation |  |  | Statcon Energiaa Pvt. Ltd. | 2017-09-26 | 2022-09-25 | 60 | NA | Statcon Energiaa Pvt. Ltd. | L&T | 14IN 1OUT - Three Box Model | [5 empty] | GESCOM | HSEPL | Clean Solar Power Tumkur Private Limited | Skyfri |  |  |  | 0.74648
Chittapur | Chittapur_ICR5 | SMB | Chittapur_ICR5_INV2_SMB6 | String Monitoring Box | Chittapur_ICR5_INV2 | 180804817 | 156.24 | 1000VDC 266A | - | 504 | Main Inventory | In Operation |  |  | Statcon Energiaa Pvt. Ltd. | 2017-09-26 | 2022-09-25 | 60 | NA | Statcon Energiaa Pvt. Ltd. | L&T | 14IN 1OUT - Three Box Model | [5 empty] | GESCOM | HSEPL | Clean Solar Power Tumkur Private Limited | Skyfri |  |  |  | 0.74648
Chittapur | Chittapur_ICR5 | SMB | Chittapur_ICR5_INV2_SMB7 | String Monitoring Box | Chittapur_ICR5_INV2 | 180805221 | 156.24 | 1000VDC 266A | - | 504 | Main Inventory | In Operation |  |  | Statcon Energiaa Pvt. Ltd. | 2017-09-26 | 2022-09-25 | 60 | NA | Statcon Energiaa Pvt. Ltd. | L&T | 14IN 1OUT - Three Box Model | [5 empty] | GESCOM | HSEPL | Clean Solar Power Tumkur Private Limited | Skyfri |  |  |  | 0.74648
Chittapur | Chittapur_ICR5 | SMB | Chittapur_ICR5_INV3_SMB1 | String Monitoring Box | Chittapur_ICR5_INV3 | 180804518 | 156.24 | 1000VDC 266A | - | 504 | Main Inventory | In Operation |  |  | Statcon Energiaa Pvt. Ltd. | 2017-09-26 | 2022-09-25 | 60 | NA | Statcon Energiaa Pvt. Ltd. | L&T | 14IN 1OUT - Three Box Model | [5 empty] | GESCOM | HSEPL | Clean Solar Power Tumkur Private Limited | Skyfri |  |  |  | 0.74648
Chittapur | Chittapur_ICR5 | SMB | Chittapur_ICR5_INV3_SMB2 | String Monitoring Box | Chittapur_ICR5_INV3 | 180804559 | 156.24 | 1000VDC 266A | - | 504 | Main Inventory | In Operation |  |  | Statcon Energiaa Pvt. Ltd. | 2017-09-26 | 2022-09-25 | 60 | NA | Statcon Energiaa Pvt. Ltd. | L&T | 14IN 1OUT - Three Box Model | [5 empty] | GESCOM | HSEPL | Clean Solar Power Tumkur Private Limited | Skyfri |  |  |  | 0.74648
Chittapur | Chittapur_ICR5 | SMB | Chittapur_ICR5_INV3_SMB3 | String Monitoring Box | Chittapur_ICR5_INV3 | 180804679 | 156.24 | 1000VDC 266A | - | 504 | Main Inventory | In Operation |  |  | Statcon Energiaa Pvt. Ltd. | 2017-09-26 | 2022-09-25 | 60 | NA | Statcon Energiaa Pvt. Ltd. | L&T | 14IN 1OUT - Three Box Model | [5 empty] | GESCOM | HSEPL | Clean Solar Power Tumkur Private Limited | Skyfri |  |  |  | 0.74648
Chittapur | Chittapur_ICR5 | SMB | Chittapur_ICR5_INV3_SMB4 | String Monitoring Box | Chittapur_ICR5_INV3 | 17E01408GO | 156.24 | 1000VDC 266A | - | 504 | Main Inventory | In Operation |  |  | Statcon Energiaa Pvt. Ltd. | 2017-09-26 | 2022-09-25 | 60 | NA | Statcon Energiaa Pvt. Ltd. | L&T | 14IN 1OUT - Three Box Model | [5 empty] | GESCOM | HSEPL | Clean Solar Power Tumkur Private Limited | Skyfri |  |  |  | 0.74648
Chittapur | Chittapur_ICR5 | SMB | Chittapur_ICR5_INV3_SMB5 | String Monitoring Box | Chittapur_ICR5_INV3 | 17E01498GO | 156.24 | 1000VDC 266A | - | 504 | Main Inventory | In Operation |  |  | Statcon Energiaa Pvt. Ltd. | 2017-09-26 | 2022-09-25 | 60 | NA | Statcon Energiaa Pvt. Ltd. | L&T | 14IN 1OUT - Three Box Model | [5 empty] | GESCOM | HSEPL | Clean Solar Power Tumkur Private Limited | Skyfri |  |  |  | 0.74648
Chittapur | Chittapur_ICR5 | SMB | Chittapur_ICR5_INV3_SMB6 | String Monitoring Box | Chittapur_ICR5_INV3 | 17E01502GO | 156.24 | 1000VDC 266A | - | 504 | Main Inventory | In Operation |  |  | Statcon Energiaa Pvt. Ltd. | 2017-09-26 | 2022-09-25 | 60 | NA | Statcon Energiaa Pvt. Ltd. | L&T | 14IN 1OUT - Three Box Model | [5 empty] | GESCOM | HSEPL | Clean Solar Power Tumkur Private Limited | Skyfri |  |  |  | 0.74648
Chittapur | Chittapur_ICR5 | SMB | Chittapur_ICR5_INV3_SMB7 | String Monitoring Box | Chittapur_ICR5_INV3 | 17E01459GO | 156.24 | 1000VDC 266A | - | 504 | Main Inventory | In Operation |  |  | Statcon Energiaa Pvt. Ltd. | 2017-09-26 | 2022-09-25 | 60 | NA | Statcon Energiaa Pvt. Ltd. | L&T | 14IN 1OUT - Three Box Model | [5 empty] | GESCOM | HSEPL | Clean Solar Power Tumkur Private Limited | Skyfri |  |  |  | 0.74648
Chittapur | Chittapur_ICR5 | SMB | Chittapur_ICR5_INV4_SMB1 | String Monitoring Box | Chittapur_ICR5_INV4 | 17E01494GO | 156.24 | 1000VDC 266A | - | 504 | Main Inventory | In Operation |  |  | Statcon Energiaa Pvt. Ltd. | 2017-09-26 | 2022-09-25 | 60 | NA | Statcon Energiaa Pvt. Ltd. | L&T | 14IN 1OUT - Three Box Model | [5 empty] | GESCOM | HSEPL | Clean Solar Power Tumkur Private Limited | Skyfri |  |  |  | 0.74648
Chittapur | Chittapur_ICR5 | SMB | Chittapur_ICR5_INV4_SMB2 | String Monitoring Box | Chittapur_ICR5_INV4 | 17E01452GO | 169.26 | 1000VDC 266A | - | 546 | Main Inventory | In Operation |  |  | Statcon Energiaa Pvt. Ltd. | 2017-09-26 | 2022-09-25 | 60 | NA | Statcon Energiaa Pvt. Ltd. | L&T | 14IN 1OUT - Three Box Model | [5 empty] | GESCOM | HSEPL | Clean Solar Power Tumkur Private Limited | Skyfri |  |  |  | 0.74648
Chittapur | Chittapur_ICR5 | SMB | Chittapur_ICR5_INV4_SMB3 | String Monitoring Box | Chittapur_ICR5_INV4 | 17E01500GO | 156.24 | 1000VDC 266A | - | 504 | Main Inventory | In Operation |  |  | Statcon Energiaa Pvt. Ltd. | 2017-09-26 | 2022-09-25 | 60 | NA | Statcon Energiaa Pvt. Ltd. | L&T | 14IN 1OUT - Three Box Model | [5 empty] | GESCOM | HSEPL | Clean Solar Power Tumkur Private Limited | Skyfri |  |  |  | 0.74648
Chittapur | Chittapur_ICR5 | SMB | Chittapur_ICR5_INV4_SMB4 | String Monitoring Box | Chittapur_ICR5_INV4 | 17E01436GO | 156.24 | 1000VDC 266A | - | 504 | Main Inventory | In Operation |  |  | Statcon Energiaa Pvt. Ltd. | 2017-09-26 | 2022-09-25 | 60 | NA | Statcon Energiaa Pvt. Ltd. | L&T | 14IN 1OUT - Three Box Model | [5 empty] | GESCOM | HSEPL | Clean Solar Power Tumkur Private Limited | Skyfri |  |  |  | 0.74648
Chittapur | Chittapur_ICR5 | SMB | Chittapur_ICR5_INV4_SMB5 | String Monitoring Box | Chittapur_ICR5_INV4 | 17E02101GO | 169.26 | 1000VDC 266A | - | 546 | Main Inventory | In Operation |  |  | Statcon Energiaa Pvt. Ltd. | 2017-09-26 | 2022-09-25 | 60 | NA | Statcon Energiaa Pvt. Ltd. | L&T | 14IN 1OUT - Three Box Model | [5 empty] | GESCOM | HSEPL | Clean Solar Power Tumkur Private Limited | Skyfri |  |  |  | 0.74648
Chittapur | Chittapur_ICR5 | SMB | Chittapur_ICR5_INV4_SMB6 | String Monitoring Box | Chittapur_ICR5_INV4 | 17E01447GO | 169.26 | 1000VDC 266A | - | 546 | Main Inventory | In Operation |  |  | Statcon Energiaa Pvt. Ltd. | 2017-09-26 | 2022-09-25 | 60 | NA | Statcon Energiaa Pvt. Ltd. | L&T | 14IN 1OUT - Three Box Model | [5 empty] | GESCOM | HSEPL | Clean Solar Power Tumkur Private Limited | Skyfri |  |  |  | 0.74648
Chittapur | Chittapur_ICR5 | SMB | Chittapur_ICR5_INV4_SMB7 | String Monitoring Box | Chittapur_ICR5_INV4 | 17E01525GO | 110.67 | 1000VDC 266A | - | 357 | Main Inventory | In Operation |  |  | Statcon Energiaa Pvt. Ltd. | 2017-09-26 | 2022-09-25 | 60 | NA | Statcon Energiaa Pvt. Ltd. | L&T | 14IN 1OUT - Three Box Model | [5 empty] | GESCOM | HSEPL | Clean Solar Power Tumkur Private Limited | Skyfri |  |  |  | 0.74648
Chittapur | Chittapur_MCR | WMS | Chittapur_MCR_Weather Station | Weather Monitoring Station | Chittapur_MCR_PLC Panel | - | - | 12DC |  | 1 | Main Inventory | In Operation |  |  | Meatech solutions LLP | 2017-07-07 | 2019-07-06 | 24 | MTS/WC/2017-18/41 | Campbell Scientific | L&T | - | [5 empty] | GESCOM | HSEPL | Clean Solar Power Tumkur Private Limited | Skyfri
Chittapur | Chittapur_Switchyard | Auxiliary Transformer | Chittapur_Switchyard_Aux-Trafo | Auxialiary Transformer | Chittapur_Switchyard_Power Transformer | ODAZZT-23/VMCL/A/3030 | - | - | 11KV/400V, 75 KVA | 1 | Main Inventory | In Operation |  |  | Voltech Manufacturing Company Ltd. | 2017-11-15 | 2022-11-15 | 60 | NA | Voltech Manufacturing Company Ltd. | L&T | ONAN | [5 empty] | GESCOM | HSEPL | Clean Solar Power Tumkur Private Limited | Skyfri
Chittapur | Chittapur_MCR | Control & Relay Panel | Chittapur_MCR_Control & Relay Panel | Control Relay Panel | Chittapur_Transmission Line | EF9040FR7000080 | - | 110V (DC) |  | 1 | Main Inventory | In Operation |  |  | L&T | 2017-11-15 | 2022-11-15 | 60 | NA | ABB | L&T | - | [5 empty] | GESCOM | HSEPL | Clean Solar Power Tumkur Private Limited | Skyfri
Chittapur | Chittapur_MCR | RTCC Panel | Chittapur_MCR_RTCC | Remote Tap Changer Control Panel | Chittapur_Switchyard_Power Transformer | EE301E | - | - |  | 1 | Main Inventory | In Operation |  |  | L&T | 2017-11-15 |  |  | NA | Schneider Electric infrastructure Ltd. | L&T | - | [5 empty] | GESCOM | HSEPL | Clean Solar Power Tumkur Private Limited | Skyfri
Chittapur | Chittapur_MCR | ACDB | Chittapur_MCR_ACDB | Alternative Current Distribution Box | Chittapur_MCR_ACDB LT Panel | - | - | - | 433v / 150/1 A | 1 | Main Inventory | In Operation |  |  | L&T | 2017-11-15 | 2022-11-15 | 60 | NA | StahllformTechnik Pvt. Ltd. | L&T | Indoor floor Mouinting | [5 empty] | GESCOM | HSEPL | Clean Solar Power Tumkur Private Limited | Skyfri
Chittapur | Chittapur_MCR | NIFPS | Chittapur_MCR_NIFPS | Nitrogen Injection Fire Protection System | Chittapur_Switchyard_Power Transformer | 1705136 | - | 110V DC |  | 1 | Main Inventory | In Operation |  |  | Schneider Electric infrastructure Ltd. | 2017-11-15 |  |  | NA | Tectonicus services (india) Private Limited | L&T | SED-3 | [5 empty] | GESCOM | HSEPL | Clean Solar Power Tumkur Private Limited | Skyfri
Chittapur | Chittapur_MCR | Battery Charger | Chittapur_MCR_Battery Charger | Battery Charger | Chittapur_MCR_ACDB LT Panel | 14161 | - | B-126.5v DC F- 123.75v DC | Input - 400V AC , 4 wire, 50 Hz - Out Put - 110V,30A DC | 1 | Main Inventory | In Operation |  |  | L&T | 2017-03-20 | 2020-03-20 | 36 | HPSL:PI NO:1023492:INV No:110000182:17-18 | HBL Power Systems Ltd., | L&T | FCBC | [5 empty] | GESCOM | HSEPL | Clean Solar Power Tumkur Private Limited | Skyfri
Chittapur | Chittapur_MCR | UPS | Chittapur_MCR_UPS | Uninterruptible Power Supply | Chittapur_MCR_ACDB | 20170600599 | - | 384V DC | 30KVA, 400V AC | 1 | Main Inventory | In Operation |  |  | L&T | 2017-08-31 | 2020-08-30 | 24 | NA | Power One Micro Systems Pvt. Ltd., | L&T | Model:PMP303R32 | [5 empty] | GESCOM | HSEPL | Clean Solar Power Tumkur Private Limited | Skyfri
Chittapur | Chittapur_MCR | ACDB LT Panel | Chittapur_MCR_ACDB LT Panel | Alternating Current Distribution Box LT Panel | Chittapur_Switchyard_Aux-Trafo | - | - | - | 415V / 32A | 1 | Main Inventory | In Operation |  |  | Stahllform Technik | 2017-11-15 | 2022-11-15 | 60 | NA | StahllformTechnik Pvt. Ltd. | L&T | - | [5 empty] | GESCOM | HSEPL | Clean Solar Power Tumkur Private Limited | Skyfri
Chittapur | Chittapur_MCR | SCADA | Chittapur_MCR_SCADA Server | SCADA Main Server System | Chittapur_MCR_PLC Panel | CN-OT95GCFCC004RAPDUA00 | - | - | 230v AC, Win-10 Pro / 6TB HDD/16GB RAM | 1 | Main Inventory | In Operation |  |  | L&T | 2017-11-15 | - |  | NA | Advantech Co., Ltd. | L&T | Model: IPC-510 | [5 empty] | GESCOM | HSEPL | Clean Solar Power Tumkur Private Limited | Skyfri
Chittapur | Chittapur_MCR | SCADA | Chittapur_MCR_SCADA Software | SCADA Software | Chittapur_MCR_PLC Panel | - | - | - | Proficy Machine Edition-9.0, Logic developer professional | 1 | Main Inventory | In Operation |  |  | Advantech Co., Ltd. | 2017-11-15 | - |  | NA | GE Intelligent Platforms | L&T | - | [5 empty] | GESCOM | HSEPL | Clean Solar Power Tumkur Private Limited | Skyfri
Chittapur | Chittapur_MCR | SCADA | Chittapur_MCR_SQL Server Licence | SQL Server Licence | Chittapur_MCR_PLC Panel | - | - | - | SQL Server Licence | 1 | Main Inventory | In Operation |  |  | Adaptive Engineering Pvt. Ltd. | 2017-11-15 | - |  | NA | Advantech Co., Ltd. | L&T | - | [5 empty] | GESCOM | HSEPL | Clean Solar Power Tumkur Private Limited | Skyfri
Chittapur | Chittapur_MCR | WMS | Chittapur_MCR_Data Logger | Data Logger | Chittapur_MCR_PLC Panel | - | - | 12V DC | - | 1 | Main Inventory | In Operation |  |  | L&T | 2017-07-07 | 2019-07-06 | 24 | NA | Campbell Scientific | L&T | CR300 Datalogger | [5 empty] | GESCOM | HSEPL | Clean Solar Power Tumkur Private Limited | Skyfri
Chittapur | Chittapur_MCR | Switchgear | Chittapur_MCR_11kV_OG Feeder | Outgoing Feeder | Chittapur_Switchyard_Power Transformer | GF1705501229 | - | - | 12Kv/1600A | 1 | Main Inventory | In Operation |  |  | L&T | 2017-06-15 | 2022-06-15 | 60 | NA | Seimens Ltd. | L&T | 3AH0 104-1Z, VCB | [5 empty] | GESCOM | HSEPL | Clean Solar Power Tumkur Private Limited | Skyfri | 2023-03-20 | Yearly
Chittapur | Chittapur_MCR | Switchgear | Chittapur_MCR_11kV_Aux Feeder | Auxiliary Feeder | Chittapur_Switchyard_Power Transformer | GF1705507561 | - | - | 12Kv/800A | 1 | Main Inventory | In Operation |  |  | L&T | 2017-06-15 | 2022-06-15 | 60 | NA | Seimens Ltd. | L&T | KZ05, 3AH0 104-1Z, VCB | [5 empty] | GESCOM | HSEPL | Clean Solar Power Tumkur Private Limited | Skyfri | 2023-03-20 | Yearly
Chittapur | Chittapur_MCR | Switchgear | Chittapur_MCR_ICR1_11kV Feeder | Incoming Feeder | Chittapur_Switchyard_Power Transformer | GF1705507554 | - | - | 12Kv/800A | 1 | Main Inventory | In Operation |  |  | L&T | 2017-06-15 | 2022-06-15 | 60 | NA | Seimens Ltd. | L&T | 3AH0 104-1Z, VCB | [5 empty] | GESCOM | HSEPL | Clean Solar Power Tumkur Private Limited | Skyfri | 2023-03-20 | Yearly
Chittapur | Chittapur_MCR | Switchgear | Chittapur_MCR_ICR2_11kV Feeder | Incoming Feeder | Chittapur_Switchyard_Power Transformer | GF1705507555 | - | - | 12Kv/800A | 1 | Main Inventory | In Operation |  |  | L&T | 2017-06-15 | 2022-06-15 | 60 | NA | Seimens Ltd. | L&T | 3AH0 104-1Z, VCB | [5 empty] | GESCOM | HSEPL | Clean Solar Power Tumkur Private Limited | Skyfri | 2023-03-20 | Yearly
Chittapur | Chittapur_MCR | Switchgear | Chittapur_MCR_ICR3_11kV Feeder | Incoming Feeder | Chittapur_Switchyard_Power Transformer | GF1705507559 | - | - | 12Kv/800A | 1 | Main Inventory | In Operation |  |  | L&T | 2017-06-15 | 2022-06-15 | 60 | NA | Seimens Ltd. | L&T | 3AH0 104-1Z, VCB | [5 empty] | GESCOM | HSEPL | Clean Solar Power Tumkur Private Limited | Skyfri | 2023-03-20 | Yearly
Chittapur | Chittapur_MCR | Switchgear | Chittapur_MCR_ICR4_11kV Feeder | Incoming Feeder | Chittapur_Switchyard_Power Transformer | GF1705507560 | - | - | 12Kv/800A | 1 | Main Inventory | In Operation |  |  | L&T | 2017-06-15 | 2022-06-15 | 60 | NA | Seimens Ltd. | L&T | 3AH0 104-1Z, VCB | [5 empty] | GESCOM | HSEPL | Clean Solar Power Tumkur Private Limited | Skyfri | 2023-03-20 | Yearly
Chittapur | Chittapur_MCR | Switchgear | Chittapur_MCR_ICR5_11kV Feeder | Incoming Feeder | Chittapur_Switchyard_Power Transformer | GF1705507556 | - | - | 12Kv/800A | 1 | Main Inventory | In Operation |  |  | L&T | 2017-06-15 | 2022-06-15 | 60 | NA | Seimens Ltd. | L&T | 3AH0 104-1Z, VCB | [5 empty] | GESCOM | HSEPL | Clean Solar Power Tumkur Private Limited | Skyfri | 2023-03-20 | Yearly
Chittapur | Chittapur_MCR | Switchgear | Chittapur_MCR_11kV Capacitor Feeder | Capacitor Feeder | Chittapur_Switchyard_Power Transformer | GF1705507557 | - | - | 12Kv/800A | 1 | Main Inventory | In Operation |  |  | L&T | 2017-06-15 | 2022-06-15 | 60 | NA | Seimens Ltd. | L&T | 3AH0 104-1Z, VCB | [5 empty] | GESCOM | HSEPL | Clean Solar Power Tumkur Private Limited | Skyfri | 2023-03-20 | Yearly
Chittapur | Chittapur_Switchyard | Power Transformer | Chittapur_Switchyard_Power Transformer | Power Transformer | Chittapur_Transmission Line | 8171875/1 | - | - | Rated Power: 20 / 22 MVA, HV/LV - 66KV / 11 KV. HV- 174.95 / 192.45 LV- 1049.73 / 1154.70 | 1 | Main Inventory | In Operation |  |  | L&T | 2017-11-15 | 2020-11-15 | 36 | 8171875 | Schneider Electric infrastructure Ltd. | L&T | Double Wound, ONAN-ONAF, YNyn0 | [5 empty] | GESCOM | HSEPL | Clean Solar Power Tumkur Private Limited | Skyfri | 2023-03-31 | Yearly
Chittapur | Chittapur_Switchyard | Surge Arrestor | Chittapur_Switchyard_Trafo Side LA R-Phase | Trafo Side LA R-Phase | Chittapur_MCR_Control & Relay Panel | - | - | - | 96KV, 10KA | 1 | Main Inventory | In Operation |  |  | L&T | 2017-11-15 | 2018-11-15 | 12 | NA | LAMCO Industries Private Limited | L&T | LMAS. Class-3 | [5 empty] | GESCOM | HSEPL | Clean Solar Power Tumkur Private Limited | Skyfri | 2023-02-07 | Yearly
Chittapur | Chittapur_Switchyard | Surge Arrestor | Chittapur_Switchyard_Trafo Side LA Y-Phase | Trafo Side LA Y-Phase | Chittapur_MCR_Control & Relay Panel | - | - | - | 96KV, 10KA | 1 | Main Inventory | In Operation |  |  | L&T | 2017-11-15 | 2018-11-15 | 12 | NA | LAMCO Industries Private Limited | L&T | LMAS. Class-3 | [5 empty] | GESCOM | HSEPL | Clean Solar Power Tumkur Private Limited | Skyfri | 2023-02-07 | Yearly
Chittapur | Chittapur_Switchyard | Surge Arrestor | Chittapur_Switchyard_Trafo Side LA B-Phase | Trafo Side LA B-Phase | Chittapur_MCR_Control & Relay Panel | - | - | - | 96KV, 10KA | 1 | Main Inventory | In Operation |  |  | L&T | 2017-11-15 | 2018-11-15 | 12 | NA | LAMCO Industries Private Limited | L&T | LMAS. Class-3 | [5 empty] | GESCOM | HSEPL | Clean Solar Power Tumkur Private Limited | Skyfri | 2023-02-07 | Yearly
Chittapur | Chittapur_Switchyard | Isolator | Chittapur_Switchyard_Trafo Side Isolator | Trafo Side Isolator-Motorised | Chittapur_MCR_Control & Relay Panel | - | - | - | 110 KV, 1250 A | 1 | Main Inventory | In Operation |  |  | L&T | 2017-11-15 |  |  | NA | IPL Product | L&T | - | [5 empty] | GESCOM | HSEPL | Clean Solar Power Tumkur Private Limited | Skyfri | 2023-02-07 | Yearly
Chittapur | Chittapur_Switchyard | Circuit Breaker | Chittapur_Switchyard_SF6 Breaker | SF6 Breaker | Chittapur_MCR_Control & Relay Panel | 19003409 | - | - | 72.5KV/1250A, 31.5kA 3S | 1 | Main Inventory | In Operation |  |  | L&T | 2017-11-15 | 2022-11-15 | 60 | PGHV-B&M/4201444168/NG | ABB | L&T | EDF SK1-1/FSA-1F - Outdoor SF6 CB | [5 empty] | GESCOM | HSEPL | Clean Solar Power Tumkur Private Limited | Skyfri | 2023-03-26 | Yearly
Chittapur | Chittapur_Switchyard | Current Transformer | Chittapur_Switchyard_Protection CT R-Phase | Protection Current Transformer R-Phase | Chittapur_Switchyard_Power Transformer | - | - | - | 150/1-1-1-1A | 1 | Main Inventory | In Operation |  |  | L&T | 2017-11-15 | 2021-11-15 | 12 | NA | LAMCO Industries Private Limited | L&T | 20 VA 20VA -0.2s 5P PS PS | [5 empty] | GESCOM | HSEPL | Clean Solar Power Tumkur Private Limited | Skyfri | 2023-03-30 | Yearly
Chittapur | Chittapur_Switchyard | Current Transformer | Chittapur_Switchyard_Protection CT Y-Phase | Protection Current Transformer Y-Phase | Chittapur_Switchyard_Power Transformer | CD4037 | - | - | 150/1-1-1-1A | 1 | Main Inventory | In Operation |  |  | L&T | 2017-11-15 | 2021-11-15 | 12 | NA | LAMCO Industries Private Limited | L&T | 20 VA 20VA -0.2s 5P PS PS | [5 empty] | GESCOM | HSEPL | Clean Solar Power Tumkur Private Limited | Skyfri | 2023-03-30 | Yearly
Chittapur | Chittapur_Switchyard | Current Transformer | Chittapur_Switchyard_Protection CT B-Phase | Protection Current Transformer B-Phase | Chittapur_Switchyard_Power Transformer | CD4038 | - | - | 150/1-1-1-1A | 1 | Main Inventory | In Operation |  |  | L&T | 2017-11-15 | 2021-11-15 | 12 | NA | LAMCO Industries Private Limited | L&T | 20 VA 20VA -0.2s 5P PS PS | [5 empty] | GESCOM | HSEPL | Clean Solar Power Tumkur Private Limited | Skyfri | 2023-03-30 | Yearly
Chittapur | Chittapur_Switchyard | Potential Transformer | Chittapur_Switchyard_Metering PT R-Phase | Metering Potential Transformer R-Phase | Chittapur_Switchyard_Power Transformer | PC1261 | - | - | 110KV/√3/110V/√3-110V/√3 | 1 | Main Inventory | In Operation |  |  | L&T | 2017-11-15 | 2021-11-15 | 12 | NA | LAMCO Industries Private Limited | L&T | Single -Phase 30 VA 30VA - 0.2 3P | [5 empty] | GESCOM | HSEPL | Clean Solar Power Tumkur Private Limited | Skyfri | 2023-03-30 | Yearly
Chittapur | Chittapur_Switchyard | Potential Transformer | Chittapur_Switchyard_Metering PT Y-Phase | Metering Potential Transformer Y-Phase | Chittapur_Switchyard_Power Transformer | PC1262 | - | - | 110KV/√3/110V/√3-110V/√3 | 1 | Main Inventory | In Operation |  |  | L&T | 2017-11-15 | 2021-11-15 | 12 | NA | LAMCO Industries Private Limited | L&T | Single -Phase 30 VA 30VA - 0.2 3P | [5 empty] | GESCOM | HSEPL | Clean Solar Power Tumkur Private Limited | Skyfri | 2023-03-30 | Yearly
Chittapur | Chittapur_Switchyard | Potential Transformer | Chittapur_Switchyard_Metering PT B-Phase | Metering Potential Transformer B-Phase | Chittapur_Switchyard_Power Transformer | PC1263 | - | - | 110KV/√3/110V/√3-110V/√3 | 1 | Main Inventory | In Operation |  |  | L&T | 2017-11-15 | 2021-11-15 | 12 | NA | LAMCO Industries Private Limited | L&T | Single -Phase 30 VA 30VA - 0.2 3P | [5 empty] | GESCOM | HSEPL | Clean Solar Power Tumkur Private Limited | Skyfri | 2023-03-30 | Yearly
Chittapur | Chittapur_Switchyard | Isolator | Chittapur_Switchyard_Line Side Isolator | Line Side Isolator-Motorised | Chittapur_MCR_Control & Relay Panel | - | - | - | 110 KV, 1250 A | 1 | Main Inventory | In Operation |  |  | L&T | 2017-11-15 | 2021-11-15 | 12 | NA | IPL Product | L&T | - | [5 empty] | GESCOM | HSEPL | Clean Solar Power Tumkur Private Limited | Skyfri | 2023-03-30 | Yearly
Chittapur | Chittapur_Switchyard | Surge Arrestor | Chittapur_Switchyard_Line Side LA R-Phase | Line Side LA R-Phase | Chittapur_MCR_Control & Relay Panel | - | - | - | 96KV, 10KA | 1 | Main Inventory | In Operation |  |  | L&T | 2017-11-15 | 2021-11-15 | 12 | NA | LAMCO Industries Private Limited | L&T | LMAS. Class-3 | [5 empty] | GESCOM | HSEPL | Clean Solar Power Tumkur Private Limited | Skyfri
Chittapur | Chittapur_Switchyard | Surge Arrestor | Chittapur_Switchyard_Line Side LA Y-Phase | Line Side LA Y-Phase | Chittapur_MCR_Control & Relay Panel | - | - | - | 96KV, 10KA | 1 | Main Inventory | In Operation |  |  | L&T | 2017-11-15 | 2021-11-15 | 12 | NA | LAMCO Industries Private Limited | L&T | LMAS. Class-3 | [5 empty] | GESCOM | HSEPL | Clean Solar Power Tumkur Private Limited | Skyfri
Chittapur | Chittapur_Switchyard | Surge Arrestor | Chittapur_Switchyard_Line Side LA B-Phase | Line Side LA B-Phase | Chittapur_MCR_Control & Relay Panel | - | - | - | 96KV, 10KA | 1 | Main Inventory | In Operation |  |  | L&T | 2017-11-15 | 2021-11-15 | 12 | NA | LAMCO Industries Private Limited | L&T | LMAS. Class-3 | [5 empty] | GESCOM | HSEPL | Clean Solar Power Tumkur Private Limited | Skyfri
Chittapur | Chittapur_MCR | Fire Alarm Panel | Chittapur_MCR_Fire Alarm Panel | Fire Alarm Control Panel | Chittapur_Switchyard_Power Transformer | - | - | 24V DC | 220V AC Freq:50Hz. | 1 | Main Inventory | In Operation |  |  | L&T | 2017-09-26 |  |  | NA | Ravel Electronis Pvt Ltd | L&T | RE 102 | [5 empty] | GESCOM | HSEPL | Clean Solar Power Tumkur Private Limited | Skyfri
Chittapur | Chittapur_MCR | CCTV Camera | Chittapur_MCR_CCTV Camera | CCTV Camera | Chittapur_MCR Room | - | - |  | 240V AC Freq:50Hz,3.5A, DIVAR network 2000 16IP 8PoE | 1 | Main Inventory | In Operation |  |  | Indian network technology | 2017-11-18 | 2020-05-17 | 36 | NA | Bosch Security Systems BV | L&T | DDN-2516-200N08 | [5 empty] | GESCOM | HSEPL | Clean Solar Power Tumkur Private Limited | Skyfri
Chittapur | Chittapur_MCR | Air Conditioner | Chittapur_MCR_Air Conditioner | Split Air Conditioner | Chittapur_MCR Room | - | - |  | 230V AC Freq:50H, 1Ph, Cooling capacity 6100W, 0.65A | 2 | Main Inventory | In Operation |  |  | Carrier Midea India Pvt, Ltd. | 2017-11-15 | - |  | NA | Carrier Midea India Pvt, Ltd. | L&T | CAS24DX3N8F0 | [5 empty] | GESCOM | HSEPL | Clean Solar Power Tumkur Private Limited | Skyfri
Chittapur | Chittapur_MCR | AC Stabilizer | Chittapur_MCR_AC Stabilizer1 | Automatic Voltage Stabilizer | Chittapur_MCR Room | - | - |  | Capacity: 5 KVA, 185V- 270V AC | 2 | Main Inventory | In Operation |  |  | Vortex | 2017-09-26 | - |  | NA | Vortex | L&T | SV-5005 | [5 empty] | GESCOM | HSEPL | Clean Solar Power Tumkur Private Limited | Skyfri
Chittapur | Chittapur_MCR | AC Stabilizer | Chittapur_MCR_AC Stabilizer2 | Automatic Voltage Stabilizer | Chittapur_MCR Room | - | - |  | Capacity: 3 KVA, 185V- 270V AC | 1 | Main Inventory | In Operation |  |  | V-Guard | - | - |  | NA | V-Guard | L&T | VG-400 | [5 empty] | GESCOM | HSEPL | Clean Solar Power Tumkur Private Limited | Skyfri
Chittapur | Chittapur_PV Array | MCS System | Chittapur_MCS System | MCS System |  | - | - |  | 415V, AC | 1 | Main Inventory | In Operation |  |  | L&T | 2017-11-15 | - |  | NA | Aventura | L&T | - | [5 empty] | GESCOM | HSEPL | Clean Solar Power Tumkur Private Limited | Skyfri
Chittapur | Chittapur_MCR | Transmission Line | Chittapur_Transmission Line | Transmission Line |  | - | - |  | 66KV, SC Coyote conductor | 4.05KM | Main Inventory | In Operation |  |  | PVR | 2017-11-15 | - |  | NA | - | PVR | - | [5 empty] | GESCOM | HSEPL | Clean Solar Power Tumkur Private Limited | Skyfri
Chittapur | Chittapur_MCR | SCADA | Chittapur_MCR_Crowdstrike Window Sensor | SCADA related applications/servers | Chittapur_MCR_PLC Panel | [5 empty] | Main Inventory | In Operation | [15 empty] | GESCOM | HSEPL | Clean Solar Power Tumkur Private Limited | Skyfri
Chittapur | Chittapur_MCR | SCADA | Chittapur_MCR_Microsoft SQL Server | SCADA related applications/servers | Chittapur_MCR_PLC Panel | [5 empty] | Main Inventory | In Operation | [15 empty] | GESCOM | HSEPL | Clean Solar Power Tumkur Private Limited | Skyfri
Chittapur | Chittapur_MCR | SCADA | Chittapur_MCR_Microsoft SQL Server Management Studio | SCADA related applications/servers | Chittapur_MCR_PLC Panel | [5 empty] | Main Inventory | In Operation | [15 empty] | GESCOM | HSEPL | Clean Solar Power Tumkur Private Limited | Skyfri
Chittapur | Chittapur_MCR | SCADA | Chittapur_MCR_Live Data Manager | SCADA related applications/servers | Chittapur_MCR_PLC Panel | [5 empty] | Main Inventory | In Operation | [15 empty] | GESCOM | HSEPL | Clean Solar Power Tumkur Private Limited | Skyfri
Chittapur | Chittapur_MCR | SCADA | Chittapur_MCR_Proficy Machine Edition | SCADA related applications/servers | Chittapur_MCR_PLC Panel | [5 empty] | Main Inventory | In Operation | [15 empty] | GESCOM | HSEPL | Clean Solar Power Tumkur Private Limited | Skyfri
Chittapur | Chittapur_MCR | SCADA | Chittapur_MCR_Proficy HMI SCADA Cimplicity | SCADA related applications/servers | Chittapur_MCR_PLC Panel | [5 empty] | Main Inventory | In Operation | [15 empty] | GESCOM | HSEPL | Clean Solar Power Tumkur Private Limited | Skyfri
Chittapur | Chittapur_ICR1 | Tracker | Chittapur_ICR1_INV1_TRK1 | Tracker |  | - | - | 24VDC | 400V / 3.34A | 1 | Main Inventory | In Operation |  |  | Auma India Pvt Ltd & Focaal Automation Pvt Ltd. | 2017-11-15 | 2020-11-15 | 36 | NA | Auma India Pvt Ltd & Focaal Automation Pvt Ltd. | L&T | ASDL25Gm (ABG025.2029) | [5 empty] | GESCOM | HSEPL | Clean Solar Power Tumkur Private Limited | Skyfri
Chittapur | Chittapur_ICR1 | Tracker | Chittapur_ICR1_INV1_TRK2 | Tracker |  | - | - | 24VDC | 400V / 3.34A | 1 | Main Inventory | In Operation |  |  | Auma India Pvt Ltd & Focaal Automation Pvt Ltd. | 2017-11-15 | 2020-11-15 | 36 | NA | Auma India Pvt Ltd & Focaal Automation Pvt Ltd. | L&T | ASDL25Gm (ABG025.2029) | [5 empty] | GESCOM | HSEPL | Clean Solar Power Tumkur Private Limited | Skyfri
Chittapur | Chittapur_ICR1 | Tracker | Chittapur_ICR1_INV1_TRK3 | Tracker |  | - | - | 24VDC | 400V / 3.34A | 1 | Main Inventory | In Operation |  |  | Auma India Pvt Ltd & Focaal Automation Pvt Ltd. | 2017-11-15 | 2020-11-15 | 36 | NA | Auma India Pvt Ltd & Focaal Automation Pvt Ltd. | L&T | ASDL25Gm (ABG025.2029) | [5 empty] | GESCOM | HSEPL | Clean Solar Power Tumkur Private Limited | Skyfri
Chittapur | Chittapur_ICR1 | Tracker | Chittapur_ICR1_INV2_TRK4 | Tracker |  | - | - | 24VDC | 400V / 3.34A | 1 | Main Inventory | In Operation |  |  | Auma India Pvt Ltd & Focaal Automation Pvt Ltd. | 2017-11-15 | 2020-11-15 | 36 | NA | Auma India Pvt Ltd & Focaal Automation Pvt Ltd. | L&T | ASDL25Gm (ABG025.2029) | [5 empty] | GESCOM | HSEPL | Clean Solar Power Tumkur Private Limited | Skyfri
Chittapur | Chittapur_ICR1 | Tracker | Chittapur_ICR1_INV2_TRK5 | Tracker |  | - | - | 24VDC | 400V / 3.34A | 1 | Main Inventory | In Operation |  |  | Auma India Pvt Ltd & Focaal Automation Pvt Ltd. | 2017-11-15 | 2020-11-15 | 36 | NA | Auma India Pvt Ltd & Focaal Automation Pvt Ltd. | L&T | ASDL25Gm (ABG025.2029) | [5 empty] | GESCOM | HSEPL | Clean Solar Power Tumkur Private Limited | Skyfri
Chittapur | Chittapur_ICR1 | Tracker | Chittapur_ICR1_INV2_TRK6 | Tracker |  | - | - | 24VDC | 400V / 3.34A | 1 | Main Inventory | In Operation |  |  | Auma India Pvt Ltd & Focaal Automation Pvt Ltd. | 2017-11-15 | 2020-11-15 | 36 | NA | Auma India Pvt Ltd & Focaal Automation Pvt Ltd. | L&T | ASDL25Gm (ABG025.2029) | [5 empty] | GESCOM | HSEPL | Clean Solar Power Tumkur Private Limited | Skyfri
Chittapur | Chittapur_ICR1 | Tracker | Chittapur_ICR1_INV3_TRK7 | Tracker |  | - | - | 24VDC | 400V / 3.34A | 1 | Main Inventory | In Operation |  |  | Auma India Pvt Ltd & Focaal Automation Pvt Ltd. | 2017-11-15 | 2020-11-15 | 36 | NA | Auma India Pvt Ltd & Focaal Automation Pvt Ltd. | L&T | ASDL25Gm (ABG025.2029) | [5 empty] | GESCOM | HSEPL | Clean Solar Power Tumkur Private Limited | Skyfri
Chittapur | Chittapur_ICR1 | Tracker | Chittapur_ICR1_INV3_TRK8 | Tracker |  | - | - | 24VDC | 400V / 3.34A | 1 | Main Inventory | In Operation |  |  | Auma India Pvt Ltd & Focaal Automation Pvt Ltd. | 2017-11-15 | 2020-11-15 | 36 | NA | Auma India Pvt Ltd & Focaal Automation Pvt Ltd. | L&T | ASDL25Gm (ABG025.2029) | [5 empty] | GESCOM | HSEPL | Clean Solar Power Tumkur Private Limited | Skyfri
Chittapur | Chittapur_ICR1 | Tracker | Chittapur_ICR1_INV3_TRK9 | Tracker |  | - | - | 24VDC | 400V / 3.34A | 1 | Main Inventory | In Operation |  |  | Auma India Pvt Ltd & Focaal Automation Pvt Ltd. | 2017-11-15 | 2020-11-15 | 36 | NA | Auma India Pvt Ltd & Focaal Automation Pvt Ltd. | L&T | ASDL25Gm (ABG025.2029) | [5 empty] | GESCOM | HSEPL | Clean Solar Power Tumkur Private Limited | Skyfri
Chittapur | Chittapur_ICR1 | Tracker | Chittapur_ICR1_INV3_TRK10 | Tracker |  | - | - | 24VDC | 400V / 3.34A | 1 | Main Inventory | In Operation |  |  | Auma India Pvt Ltd & Focaal Automation Pvt Ltd. | 2017-11-15 | 2020-11-15 | 36 | NA | Auma India Pvt Ltd & Focaal Automation Pvt Ltd. | L&T | ASDL25Gm (ABG025.2029) | [5 empty] | GESCOM | HSEPL | Clean Solar Power Tumkur Private Limited | Skyfri
Chittapur | Chittapur_ICR1 | Tracker | Chittapur_ICR1_INV4_TRK11 | Tracker |  | - | - | 24VDC | 400V / 3.34A | 1 | Main Inventory | In Operation |  |  | Auma India Pvt Ltd & Focaal Automation Pvt Ltd. | 2017-11-15 | 2020-11-15 | 36 | NA | Auma India Pvt Ltd & Focaal Automation Pvt Ltd. | L&T | ASDL25Gm (ABG025.2029) | [5 empty] | GESCOM | HSEPL | Clean Solar Power Tumkur Private Limited | Skyfri
Chittapur | Chittapur_ICR1 | Tracker | Chittapur_ICR1_INV4_TRK13 | Tracker |  | - | - | 24VDC | 400V / 3.34A | 1 | Main Inventory | In Operation |  |  | Auma India Pvt Ltd & Focaal Automation Pvt Ltd. | 2017-11-15 | 2020-11-15 | 36 | NA | Auma India Pvt Ltd & Focaal Automation Pvt Ltd. | L&T | ASDL25Gm (ABG025.2029) | [5 empty] | GESCOM | HSEPL | Clean Solar Power Tumkur Private Limited | Skyfri
Chittapur | Chittapur_ICR1 | Tracker | Chittapur_ICR1_INV4_TRK14 | Tracker |  | - | - | 24VDC | 400V / 3.34A | 1 | Main Inventory | In Operation |  |  | Auma India Pvt Ltd & Focaal Automation Pvt Ltd. | 2017-11-15 | 2020-11-15 | 36 | NA | Auma India Pvt Ltd & Focaal Automation Pvt Ltd. | L&T | ASDL25Gm (ABG025.2029) | [5 empty] | GESCOM | HSEPL | Clean Solar Power Tumkur Private Limited | Skyfri
Chittapur | Chittapur_ICR2 | Tracker | Chittapur_ICR2_INV1_TRK23 | Tracker |  | - | - | 24VDC | 400V / 3.34A | 1 | Main Inventory | In Operation |  |  | Auma India Pvt Ltd & Focaal Automation Pvt Ltd. | 2017-11-15 | 2020-11-15 | 36 | NA | Auma India Pvt Ltd & Focaal Automation Pvt Ltd. | L&T | ASDL25Gm (ABG025.2029) | [5 empty] | GESCOM | HSEPL | Clean Solar Power Tumkur Private Limited | Skyfri
Chittapur | Chittapur_ICR2 | Tracker | Chittapur_ICR2_INV1_TRK24 | Tracker |  | - | - | 24VDC | 400V / 3.34A | 1 | Main Inventory | In Operation |  |  | Auma India Pvt Ltd & Focaal Automation Pvt Ltd. | 2017-11-15 | 2020-11-15 | 36 | NA | Auma India Pvt Ltd & Focaal Automation Pvt Ltd. | L&T | ASDL25Gm (ABG025.2029) | [5 empty] | GESCOM | HSEPL | Clean Solar Power Tumkur Private Limited | Skyfri
Chittapur | Chittapur_ICR2 | Tracker | Chittapur_ICR2_INV1_TRK26 | Tracker |  | - | - | 24VDC | 400V / 3.34A | 1 | Main Inventory | In Operation |  |  | Auma India Pvt Ltd & Focaal Automation Pvt Ltd. | 2017-11-15 | 2020-11-15 | 36 | NA | Auma India Pvt Ltd & Focaal Automation Pvt Ltd. | L&T | ASDL25Gm (ABG025.2029) | [5 empty] | GESCOM | HSEPL | Clean Solar Power Tumkur Private Limited | Skyfri
Chittapur | Chittapur_ICR2 | Tracker | Chittapur_ICR2_INV2_TRK18 | Tracker |  | - | - | 24VDC | 400V / 3.34A | 1 | Main Inventory | In Operation |  |  | Auma India Pvt Ltd & Focaal Automation Pvt Ltd. | 2017-11-15 | 2020-11-15 | 36 | NA | Auma India Pvt Ltd & Focaal Automation Pvt Ltd. | L&T | ASDL25Gm (ABG025.2029) | [5 empty] | GESCOM | HSEPL | Clean Solar Power Tumkur Private Limited | Skyfri
Chittapur | Chittapur_ICR2 | Tracker | Chittapur_ICR2_INV2_TRK20 | Tracker |  | - | - | 24VDC | 400V / 3.34A | 1 | Main Inventory | In Operation |  |  | Auma India Pvt Ltd & Focaal Automation Pvt Ltd. | 2017-11-15 | 2020-11-15 | 36 | NA | Auma India Pvt Ltd & Focaal Automation Pvt Ltd. | L&T | ASDL25Gm (ABG025.2029) | [5 empty] | GESCOM | HSEPL | Clean Solar Power Tumkur Private Limited | Skyfri
Chittapur | Chittapur_ICR2 | Tracker | Chittapur_ICR2_INV2_TRK21 | Tracker |  | - | - | 24VDC | 400V / 3.34A | 1 | Main Inventory | In Operation |  |  | Auma India Pvt Ltd & Focaal Automation Pvt Ltd. | 2017-11-15 | 2020-11-15 | 36 | NA | Auma India Pvt Ltd & Focaal Automation Pvt Ltd. | L&T | ASDL25Gm (ABG025.2029) | [5 empty] | GESCOM | HSEPL | Clean Solar Power Tumkur Private Limited | Skyfri
Chittapur | Chittapur_ICR2 | Tracker | Chittapur_ICR2_INV3_TRK12 | Tracker |  | - | - | 24VDC | 400V / 3.34A | 1 | Main Inventory | In Operation |  |  | Auma India Pvt Ltd & Focaal Automation Pvt Ltd. | 2017-11-15 | 2020-11-15 | 36 | NA | Auma India Pvt Ltd & Focaal Automation Pvt Ltd. | L&T | ASDL25Gm (ABG025.2029) | [5 empty] | GESCOM | HSEPL | Clean Solar Power Tumkur Private Limited | Skyfri
Chittapur | Chittapur_ICR2 | Tracker | Chittapur_ICR2_INV3_TRK15 | Tracker |  | - | - | 24VDC | 400V / 3.34A | 1 | Main Inventory | In Operation |  |  | Auma India Pvt Ltd & Focaal Automation Pvt Ltd. | 2017-11-15 | 2020-11-15 | 36 | NA | Auma India Pvt Ltd & Focaal Automation Pvt Ltd. | L&T | ASDL25Gm (ABG025.2029) | [5 empty] | GESCOM | HSEPL | Clean Solar Power Tumkur Private Limited | Skyfri
Chittapur | Chittapur_ICR2 | Tracker | Chittapur_ICR2_INV3_TRK16 | Tracker |  | - | - | 24VDC | 400V / 3.34A | 1 | Main Inventory | In Operation |  |  | Auma India Pvt Ltd & Focaal Automation Pvt Ltd. | 2017-11-15 | 2020-11-15 | 36 | NA | Auma India Pvt Ltd & Focaal Automation Pvt Ltd. | L&T | ASDL25Gm (ABG025.2029) | [5 empty] | GESCOM | HSEPL | Clean Solar Power Tumkur Private Limited | Skyfri
Chittapur | Chittapur_ICR2 | Tracker | Chittapur_ICR2_INV4_TRK17 | Tracker |  | - | - | 24VDC | 400V / 3.34A | 1 | Main Inventory | In Operation |  |  | Auma India Pvt Ltd & Focaal Automation Pvt Ltd. | 2017-11-15 | 2020-11-15 | 36 | NA | Auma India Pvt Ltd & Focaal Automation Pvt Ltd. | L&T | ASDL25Gm (ABG025.2029) | [5 empty] | GESCOM | HSEPL | Clean Solar Power Tumkur Private Limited | Skyfri
Chittapur | Chittapur_ICR2 | Tracker | Chittapur_ICR2_INV4_TRK19 | Tracker |  | - | - | 24VDC | 400V / 3.34A | 1 | Main Inventory | In Operation |  |  | Auma India Pvt Ltd & Focaal Automation Pvt Ltd. | 2017-11-15 | 2020-11-15 | 36 | NA | Auma India Pvt Ltd & Focaal Automation Pvt Ltd. | L&T | ASDL25Gm (ABG025.2029) | [5 empty] | GESCOM | HSEPL | Clean Solar Power Tumkur Private Limited | Skyfri
Chittapur | Chittapur_ICR2 | Tracker | Chittapur_ICR2_INV4_TRK22 | Tracker |  | - | - | 24VDC | 400V / 3.34A | 1 | Main Inventory | In Operation |  |  | Auma India Pvt Ltd & Focaal Automation Pvt Ltd. | 2017-11-15 | 2020-11-15 | 36 | NA | Auma India Pvt Ltd & Focaal Automation Pvt Ltd. | L&T | ASDL25Gm (ABG025.2029) | [5 empty] | GESCOM | HSEPL | Clean Solar Power Tumkur Private Limited | Skyfri
Chittapur | Chittapur_ICR3 | Tracker | Chittapur_ICR3_INV1_TRK25 | Tracker |  | - | - | 24VDC | 400V / 3.34A | 1 | Main Inventory | In Operation |  |  | Auma India Pvt Ltd & Focaal Automation Pvt Ltd. | 2017-11-15 | 2020-11-15 | 36 | NA | Auma India Pvt Ltd & Focaal Automation Pvt Ltd. | L&T | ASDL25Gm (ABG025.2029) | [5 empty] | GESCOM | HSEPL | Clean Solar Power Tumkur Private Limited | Skyfri
Chittapur | Chittapur_ICR3 | Tracker | Chittapur_ICR3_INV1_TRK27 | Tracker |  | - | - | 24VDC | 400V / 3.34A | 1 | Main Inventory | In Operation |  |  | Auma India Pvt Ltd & Focaal Automation Pvt Ltd. | 2017-11-15 | 2020-11-15 | 36 | NA | Auma India Pvt Ltd & Focaal Automation Pvt Ltd. | L&T | ASDL25Gm (ABG025.2029) | [5 empty] | GESCOM | HSEPL | Clean Solar Power Tumkur Private Limited | Skyfri
Chittapur | Chittapur_ICR3 | Tracker | Chittapur_ICR3_INV1_TRK28 | Tracker |  | - | - | 24VDC | 400V / 3.34A | 1 | Main Inventory | In Operation |  |  | Auma India Pvt Ltd & Focaal Automation Pvt Ltd. | 2017-11-15 | 2020-11-15 | 36 | NA | Auma India Pvt Ltd & Focaal Automation Pvt Ltd. | L&T | ASDL25Gm (ABG025.2029) | [5 empty] | GESCOM | HSEPL | Clean Solar Power Tumkur Private Limited | Skyfri
Chittapur | Chittapur_ICR3 | Tracker | Chittapur_ICR3_INV2_TRK29 | Tracker |  | - | - | 24VDC | 400V / 3.34A | 1 | Main Inventory | In Operation |  |  | Auma India Pvt Ltd & Focaal Automation Pvt Ltd. | 2017-11-15 | 2020-11-15 | 36 | NA | Auma India Pvt Ltd & Focaal Automation Pvt Ltd. | L&T | ASDL25Gm (ABG025.2029) | [5 empty] | GESCOM | HSEPL | Clean Solar Power Tumkur Private Limited | Skyfri
Chittapur | Chittapur_ICR3 | Tracker | Chittapur_ICR3_INV2_TRK30 | Tracker |  | - | - | 24VDC | 400V / 3.34A | 1 | Main Inventory | In Operation |  |  | Auma India Pvt Ltd & Focaal Automation Pvt Ltd. | 2017-11-15 | 2020-11-15 | 36 | NA | Auma India Pvt Ltd & Focaal Automation Pvt Ltd. | L&T | ASDL25Gm (ABG025.2029) | [5 empty] | GESCOM | HSEPL | Clean Solar Power Tumkur Private Limited | Skyfri
Chittapur | Chittapur_ICR3 | Tracker | Chittapur_ICR3_INV2_TRK31 | Tracker |  | - | - | 24VDC | 400V / 3.34A | 1 | Main Inventory | In Operation |  |  | Auma India Pvt Ltd & Focaal Automation Pvt Ltd. | 2017-11-15 | 2020-11-15 | 36 | NA | Auma India Pvt Ltd & Focaal Automation Pvt Ltd. | L&T | ASDL25Gm (ABG025.2029) | [5 empty] | GESCOM | HSEPL | Clean Solar Power Tumkur Private Limited | Skyfri
Chittapur | Chittapur_ICR3 | Tracker | Chittapur_ICR3_INV2_TRK32 | Tracker |  | - | - | 24VDC | 400V / 3.34A | 1 | Main Inventory | In Operation |  |  | Auma India Pvt Ltd & Focaal Automation Pvt Ltd. | 2017-11-15 | 2020-11-15 | 36 | NA | Auma India Pvt Ltd & Focaal Automation Pvt Ltd. | L&T | ASDL25Gm (ABG025.2029) | [5 empty] | GESCOM | HSEPL | Clean Solar Power Tumkur Private Limited | Skyfri
Chittapur | Chittapur_ICR3 | Tracker | Chittapur_ICR3_INV3_TRK33 | Tracker |  | - | - | 24VDC | 400V / 3.34A | 1 | Main Inventory | In Operation |  |  | Auma India Pvt Ltd & Focaal Automation Pvt Ltd. | 2017-11-15 | 2020-11-15 | 36 | NA | Auma India Pvt Ltd & Focaal Automation Pvt Ltd. | L&T | ASDL25Gm (ABG025.2029) | [5 empty] | GESCOM | HSEPL | Clean Solar Power Tumkur Private Limited | Skyfri
Chittapur | Chittapur_ICR3 | Tracker | Chittapur_ICR3_INV3_TRK34 | Tracker |  | - | - | 24VDC | 400V / 3.34A | 1 | Main Inventory | In Operation |  |  | Auma India Pvt Ltd & Focaal Automation Pvt Ltd. | 2017-11-15 | 2020-11-15 | 36 | NA | Auma India Pvt Ltd & Focaal Automation Pvt Ltd. | L&T | ASDL25Gm (ABG025.2029) | [5 empty] | GESCOM | HSEPL | Clean Solar Power Tumkur Private Limited | Skyfri
Chittapur | Chittapur_ICR3 | Tracker | Chittapur_ICR3_INV3_TRK35 | Tracker |  | - | - | 24VDC | 400V / 3.34A | 1 | Main Inventory | In Operation |  |  | Auma India Pvt Ltd & Focaal Automation Pvt Ltd. | 2017-11-15 | 2020-11-15 | 36 | NA | Auma India Pvt Ltd & Focaal Automation Pvt Ltd. | L&T | ASDL25Gm (ABG025.2029) | [5 empty] | GESCOM | HSEPL | Clean Solar Power Tumkur Private Limited | Skyfri
Chittapur | Chittapur_ICR3 | Tracker | Chittapur_ICR3_INV4_TRK36 | Tracker |  | - | - | 24VDC | 400V / 3.34A | 1 | Main Inventory | In Operation |  |  | Auma India Pvt Ltd & Focaal Automation Pvt Ltd. | 2017-11-15 | 2020-11-15 | 36 | NA | Auma India Pvt Ltd & Focaal Automation Pvt Ltd. | L&T | ASDL25Gm (ABG025.2029) | [5 empty] | GESCOM | HSEPL | Clean Solar Power Tumkur Private Limited | Skyfri
Chittapur | Chittapur_ICR3 | Tracker | Chittapur_ICR3_INV4_TRK37 | Tracker |  | - | - | 24VDC | 400V / 3.34A | 1 | Main Inventory | In Operation |  |  | Auma India Pvt Ltd & Focaal Automation Pvt Ltd. | 2017-11-15 | 2020-11-15 | 36 | NA | Auma India Pvt Ltd & Focaal Automation Pvt Ltd. | L&T | ASDL25Gm (ABG025.2029) | [5 empty] | GESCOM | HSEPL | Clean Solar Power Tumkur Private Limited | Skyfri
Chittapur | Chittapur_ICR3 | Tracker | Chittapur_ICR3_INV4_TRK38 | Tracker |  | - | - | 24VDC | 400V / 3.34A | 1 | Main Inventory | In Operation |  |  | Auma India Pvt Ltd & Focaal Automation Pvt Ltd. | 2017-11-15 | 2020-11-15 | 36 | NA | Auma India Pvt Ltd & Focaal Automation Pvt Ltd. | L&T | ASDL25Gm (ABG025.2029) | [5 empty] | GESCOM | HSEPL | Clean Solar Power Tumkur Private Limited | Skyfri
Chittapur | Chittapur_ICR4 | Tracker | Chittapur_ICR4_INV1_TRK39 | Tracker |  | - | - | 24VDC | 400V / 3.34A | 1 | Main Inventory | In Operation |  |  | Auma India Pvt Ltd & Focaal Automation Pvt Ltd. | 2017-11-15 | 2020-11-15 | 36 | NA | Auma India Pvt Ltd & Focaal Automation Pvt Ltd. | L&T | ASDL25Gm (ABG025.2029) | [5 empty] | GESCOM | HSEPL | Clean Solar Power Tumkur Private Limited | Skyfri
Chittapur | Chittapur_ICR4 | Tracker | Chittapur_ICR4_INV1_TRK40 | Tracker |  | - | - | 24VDC | 400V / 3.34A | 1 | Main Inventory | In Operation |  |  | Auma India Pvt Ltd & Focaal Automation Pvt Ltd. | 2017-11-15 | 2020-11-15 | 36 | NA | Auma India Pvt Ltd & Focaal Automation Pvt Ltd. | L&T | ASDL25Gm (ABG025.2029) | [5 empty] | GESCOM | HSEPL | Clean Solar Power Tumkur Private Limited | Skyfri
Chittapur | Chittapur_ICR4 | Tracker | Chittapur_ICR4_INV1_TRK41 | Tracker |  | - | - | 24VDC | 400V / 3.34A | 1 | Main Inventory | In Operation |  |  | Auma India Pvt Ltd & Focaal Automation Pvt Ltd. | 2017-11-15 | 2020-11-15 | 36 | NA | Auma India Pvt Ltd & Focaal Automation Pvt Ltd. | L&T | ASDL25Gm (ABG025.2029) | [5 empty] | GESCOM | HSEPL | Clean Solar Power Tumkur Private Limited | Skyfri
Chittapur | Chittapur_ICR4 | Tracker | Chittapur_ICR4_INV1_TRK42 | Tracker |  | - | - | 24VDC | 400V / 3.34A | 1 | Main Inventory | In Operation |  |  | Auma India Pvt Ltd & Focaal Automation Pvt Ltd. | 2017-11-15 | 2020-11-15 | 36 | NA | Auma India Pvt Ltd & Focaal Automation Pvt Ltd. | L&T | ASDL25Gm (ABG025.2029) | [5 empty] | GESCOM | HSEPL | Clean Solar Power Tumkur Private Limited | Skyfri
Chittapur | Chittapur_ICR4 | Tracker | Chittapur_ICR4_INV2_TRK41 | Tracker |  | - | - | 24VDC | 400V / 3.34A | 1 | Main Inventory | In Operation |  |  | Auma India Pvt Ltd & Focaal Automation Pvt Ltd. | 2017-11-15 | 2020-11-15 | 36 | NA | Auma India Pvt Ltd & Focaal Automation Pvt Ltd. | L&T | ASDL25Gm (ABG025.2029) | [5 empty] | GESCOM | HSEPL | Clean Solar Power Tumkur Private Limited | Skyfri
Chittapur | Chittapur_ICR4 | Tracker | Chittapur_ICR4_INV2_TRK38 | Tracker |  | - | - | 24VDC | 400V / 3.34A | 1 | Main Inventory | In Operation |  |  | Auma India Pvt Ltd & Focaal Automation Pvt Ltd. | 2017-11-15 | 2020-11-15 | 36 | NA | Auma India Pvt Ltd & Focaal Automation Pvt Ltd. | L&T | ASDL25Gm (ABG025.2029) | [5 empty] | GESCOM | HSEPL | Clean Solar Power Tumkur Private Limited | Skyfri
Chittapur | Chittapur_ICR4 | Tracker | Chittapur_ICR4_INV2_TRK63 | Tracker |  | - | - | 24VDC | 400V / 3.34A | 1 | Main Inventory | In Operation |  |  | Auma India Pvt Ltd & Focaal Automation Pvt Ltd. | 2017-11-15 | 2020-11-15 | 36 | NA | Auma India Pvt Ltd & Focaal Automation Pvt Ltd. | L&T | ASDL25Gm (ABG025.2029) | [5 empty] | GESCOM | HSEPL | Clean Solar Power Tumkur Private Limited | Skyfri
Chittapur | Chittapur_ICR4 | Tracker | Chittapur_ICR4_INV2_TRK64 | Tracker |  | - | - | 24VDC | 400V / 3.34A | 1 | Main Inventory | In Operation |  |  | Auma India Pvt Ltd & Focaal Automation Pvt Ltd. | 2017-11-15 | 2020-11-15 | 36 | NA | Auma India Pvt Ltd & Focaal Automation Pvt Ltd. | L&T | ASDL25Gm (ABG025.2029) | [5 empty] | GESCOM | HSEPL | Clean Solar Power Tumkur Private Limited | Skyfri
Chittapur | Chittapur_ICR4 | Tracker | Chittapur_ICR4_INV3_TRK45 | Tracker |  | - | - | 24VDC | 400V / 3.34A | 1 | Main Inventory | In Operation |  |  | Auma India Pvt Ltd & Focaal Automation Pvt Ltd. | 2017-11-15 | 2020-11-15 | 36 | NA | Auma India Pvt Ltd & Focaal Automation Pvt Ltd. | L&T | ASDL25Gm (ABG025.2029) | [5 empty] | GESCOM | HSEPL | Clean Solar Power Tumkur Private Limited | Skyfri
Chittapur | Chittapur_ICR4 | Tracker | Chittapur_ICR4_INV3_TRK46 | Tracker |  | - | - | 24VDC | 400V / 3.34A | 1 | Main Inventory | In Operation |  |  | Auma India Pvt Ltd & Focaal Automation Pvt Ltd. | 2017-11-15 | 2020-11-15 | 36 | NA | Auma India Pvt Ltd & Focaal Automation Pvt Ltd. | L&T | ASDL25Gm (ABG025.2029) | [5 empty] | GESCOM | HSEPL | Clean Solar Power Tumkur Private Limited | Skyfri
Chittapur | Chittapur_ICR4 | Tracker | Chittapur_ICR4_INV3_TRK50 | Tracker |  | - | - | 24VDC | 400V / 3.34A | 1 | Main Inventory | In Operation |  |  | Auma India Pvt Ltd & Focaal Automation Pvt Ltd. | 2017-11-15 | 2020-11-15 | 36 | NA | Auma India Pvt Ltd & Focaal Automation Pvt Ltd. | L&T | ASDL25Gm (ABG025.2029) | [5 empty] | GESCOM | HSEPL | Clean Solar Power Tumkur Private Limited | Skyfri
Chittapur | Chittapur_ICR4 | Tracker | Chittapur_ICR4_INV4_TRK42 | Tracker |  | - | - | 24VDC | 400V / 3.34A | 1 | Main Inventory | In Operation |  |  | Auma India Pvt Ltd & Focaal Automation Pvt Ltd. | 2017-11-15 | 2020-11-15 | 36 | NA | Auma India Pvt Ltd & Focaal Automation Pvt Ltd. | L&T | ASDL25Gm (ABG025.2029) | [5 empty] | GESCOM | HSEPL | Clean Solar Power Tumkur Private Limited | Skyfri
Chittapur | Chittapur_ICR4 | Tracker | Chittapur_ICR4_INV4_TRK43 | Tracker |  | - | - | 24VDC | 400V / 3.34A | 1 | Main Inventory | In Operation |  |  | Auma India Pvt Ltd & Focaal Automation Pvt Ltd. | 2017-11-15 | 2020-11-15 | 36 | NA | Auma India Pvt Ltd & Focaal Automation Pvt Ltd. | L&T | ASDL25Gm (ABG025.2029) | [5 empty] | GESCOM | HSEPL | Clean Solar Power Tumkur Private Limited | Skyfri
Chittapur | Chittapur_ICR4 | Tracker | Chittapur_ICR4_INV4_TRK44 | Tracker |  | - | - | 24VDC | 400V / 3.34A | 1 | Main Inventory | In Operation |  |  | Auma India Pvt Ltd & Focaal Automation Pvt Ltd. | 2017-11-15 | 2020-11-15 | 36 | NA | Auma India Pvt Ltd & Focaal Automation Pvt Ltd. | L&T | ASDL25Gm (ABG025.2029) | [5 empty] | GESCOM | HSEPL | Clean Solar Power Tumkur Private Limited | Skyfri
Chittapur | Chittapur_ICR4 | Tracker | Chittapur_ICR4_INV4_TRK64 | Tracker |  | - | - | 24VDC | 400V / 3.34A | 1 | Main Inventory | In Operation |  |  | Auma India Pvt Ltd & Focaal Automation Pvt Ltd. | 2017-11-15 | 2020-11-15 | 36 | NA | Auma India Pvt Ltd & Focaal Automation Pvt Ltd. | L&T | ASDL25Gm (ABG025.2029) | [5 empty] | GESCOM | HSEPL | Clean Solar Power Tumkur Private Limited | Skyfri
Chittapur | Chittapur_ICR5 | Tracker | Chittapur_ICR5_INV1_TRK48 | Tracker |  | - | - | - | 400V / 3.34A | 1 | Main Inventory | In Operation |  |  | Auma India Pvt Ltd & Focaal Automation Pvt Ltd. | 2017-11-15 | 2020-11-15 | 36 | NA | Auma India Pvt Ltd & Focaal Automation Pvt Ltd. | L&T | ASDL25Gm (ABG025.2029) | [5 empty] | GESCOM | HSEPL | Clean Solar Power Tumkur Private Limited | Skyfri
Chittapur | Chittapur_ICR5 | Tracker | Chittapur_ICR5_INV1_TRK49 | Tracker |  | - | - | - | 400V / 3.34A | 1 | Main Inventory | In Operation |  |  | Auma India Pvt Ltd & Focaal Automation Pvt Ltd. | 2017-11-15 | 2020-11-15 | 36 | NA | Auma India Pvt Ltd & Focaal Automation Pvt Ltd. | L&T | ASDL25Gm (ABG025.2029) | [5 empty] | GESCOM | HSEPL | Clean Solar Power Tumkur Private Limited | Skyfri
Chittapur | Chittapur_ICR5 | Tracker | Chittapur_ICR5_INV1_TRK51 | Tracker |  | - | - | - | 400V / 3.34A | 1 | Main Inventory | In Operation |  |  | Auma India Pvt Ltd & Focaal Automation Pvt Ltd. | 2017-11-15 | 2020-11-15 | 36 | NA | Auma India Pvt Ltd & Focaal Automation Pvt Ltd. | L&T | ASDL25Gm (ABG025.2029) | [5 empty] | GESCOM | HSEPL | Clean Solar Power Tumkur Private Limited | Skyfri
Chittapur | Chittapur_ICR5 | Tracker | Chittapur_ICR5_INV2_TRK52 | Tracker |  | - | - | - | 400V / 3.34A | 1 | Main Inventory | In Operation |  |  | Auma India Pvt Ltd & Focaal Automation Pvt Ltd. | 2017-11-15 | 2020-11-15 | 36 | NA | Auma India Pvt Ltd & Focaal Automation Pvt Ltd. | L&T | ASDL25Gm (ABG025.2029) | [5 empty] | GESCOM | HSEPL | Clean Solar Power Tumkur Private Limited | Skyfri
Chittapur | Chittapur_ICR5 | Tracker | Chittapur_ICR5_INV2_TRK53 | Tracker |  | - | - | - | 400V / 3.34A | 1 | Main Inventory | In Operation |  |  | Auma India Pvt Ltd & Focaal Automation Pvt Ltd. | 2017-11-15 | 2020-11-15 | 36 | NA | Auma India Pvt Ltd & Focaal Automation Pvt Ltd. | L&T | ASDL25Gm (ABG025.2029) | [5 empty] | GESCOM | HSEPL | Clean Solar Power Tumkur Private Limited | Skyfri
Chittapur | Chittapur_ICR5 | Tracker | Chittapur_ICR5_INV2_TRK54 | Tracker |  | - | - | - | 400V / 3.34A | 1 | Main Inventory | In Operation |  |  | Auma India Pvt Ltd & Focaal Automation Pvt Ltd. | 2017-11-15 | 2020-11-15 | 36 | NA | Auma India Pvt Ltd & Focaal Automation Pvt Ltd. | L&T | ASDL25Gm (ABG025.2029) | [5 empty] | GESCOM | HSEPL | Clean Solar Power Tumkur Private Limited | Skyfri
Chittapur | Chittapur_ICR5 | Tracker | Chittapur_ICR5_INV3_TRK56 | Tracker |  | - | - | - | 400V / 3.34A | 1 | Main Inventory | In Operation |  |  | Auma India Pvt Ltd & Focaal Automation Pvt Ltd. | 2017-11-15 | 2020-11-15 | 36 | NA | Auma India Pvt Ltd & Focaal Automation Pvt Ltd. | L&T | ASDL25Gm (ABG025.2029) | [5 empty] | GESCOM | HSEPL | Clean Solar Power Tumkur Private Limited | Skyfri
Chittapur | Chittapur_ICR5 | Tracker | Chittapur_ICR5_INV3_TRK57 | Tracker |  | - | - | - | 400V / 3.34A | 1 | Main Inventory | In Operation |  |  | Auma India Pvt Ltd & Focaal Automation Pvt Ltd. | 2017-11-15 | 2020-11-15 | 36 | NA | Auma India Pvt Ltd & Focaal Automation Pvt Ltd. | L&T | ASDL25Gm (ABG025.2029) | [5 empty] | GESCOM | HSEPL | Clean Solar Power Tumkur Private Limited | Skyfri
Chittapur | Chittapur_ICR5 | Tracker | Chittapur_ICR5_INV3_TRK59 | Tracker |  | - | - | - | 400V / 3.34A | 1 | Main Inventory | In Operation |  |  | Auma India Pvt Ltd & Focaal Automation Pvt Ltd. | 2017-11-15 | 2020-11-15 | 36 | NA | Auma India Pvt Ltd & Focaal Automation Pvt Ltd. | L&T | ASDL25Gm (ABG025.2029) | [5 empty] | GESCOM | HSEPL | Clean Solar Power Tumkur Private Limited | Skyfri
Chittapur | Chittapur_ICR5 | Tracker | Chittapur_ICR5_INV3_TRK60 | Tracker |  | - | - | - | 400V / 3.34A | 1 | Main Inventory | In Operation |  |  | Auma India Pvt Ltd & Focaal Automation Pvt Ltd. | 2017-11-15 | 2020-11-15 | 36 | NA | Auma India Pvt Ltd & Focaal Automation Pvt Ltd. | L&T | ASDL25Gm (ABG025.2029) | [5 empty] | GESCOM | HSEPL | Clean Solar Power Tumkur Private Limited | Skyfri
Chittapur | Chittapur_ICR5 | Tracker | Chittapur_ICR5_INV4_TRK58 | Tracker |  | - | - | - | 400V / 3.34A | 1 | Main Inventory | In Operation |  |  | Auma India Pvt Ltd & Focaal Automation Pvt Ltd. | 2017-11-15 | 2020-11-15 | 36 | NA | Auma India Pvt Ltd & Focaal Automation Pvt Ltd. | L&T | ASDL25Gm (ABG025.2029) | [5 empty] | GESCOM | HSEPL | Clean Solar Power Tumkur Private Limited | Skyfri
Chittapur | Chittapur_ICR5 | Tracker | Chittapur_ICR5_INV4_TRK60 | Tracker |  | - | - | - | 400V / 3.34A | 1 | Main Inventory | In Operation |  |  | Auma India Pvt Ltd & Focaal Automation Pvt Ltd. | 2017-11-15 | 2020-11-15 | 36 | NA | Auma India Pvt Ltd & Focaal Automation Pvt Ltd. | L&T | ASDL25Gm (ABG025.2029) | [5 empty] | GESCOM | HSEPL | Clean Solar Power Tumkur Private Limited | Skyfri
Chittapur | Chittapur_ICR5 | Tracker | Chittapur_ICR5_INV4_TRK47 | Tracker |  | - | - | - | 400V / 3.34A | 1 | Main Inventory | In Operation |  |  | Auma India Pvt Ltd & Focaal Automation Pvt Ltd. | 2017-11-15 | 2020-11-15 | 36 | NA | Auma India Pvt Ltd & Focaal Automation Pvt Ltd. | L&T | ASDL25Gm (ABG025.2029) | [5 empty] | GESCOM | HSEPL | Clean Solar Power Tumkur Private Limited | Skyfri
Chittapur | Chittapur_ICR5 | Tracker | Chittapur_ICR5_INV4_TRK61 | Tracker |  | - | - | - | 400V / 3.34A | 1 | Main Inventory | In Operation |  |  | Auma India Pvt Ltd & Focaal Automation Pvt Ltd. | 2017-11-15 | 2020-11-15 | 36 | NA | Auma India Pvt Ltd & Focaal Automation Pvt Ltd. | L&T | ASDL25Gm (ABG025.2029) | [5 empty] | GESCOM | HSEPL | Clean Solar Power Tumkur Private Limited | Skyfri
Chittapur | Chittapur_ICR1 | PLC Panel | Chittapur_ICR1_PLC Processor | Master PLC - Processor | Chittapur_ICR1_PLC Panel | 1.SR NO- V11197 | - | 24v Dc | 230 AC | 7 | Main Inventory | In Operation |  |  | GE Intelligent Platforms | 2017-11-15 | 2019-11-15 | 24 | NA | GE Intelligent Platforms | L&T | Outdoor floor Mouinting | [5 empty] | GESCOM | HSEPL | Clean Solar Power Tumkur Private Limited | Skyfri
Chittapur | Chittapur_ICR1 | PLC Panel | Chittapur_ICR1_PLC_OFC to Ethernet | OFC to Ethernet Converter | Chittapur_ICR1_PLC Panel | 1.SR NO- 01704AA01167 2.SR NO- 01704AA01170 | - | 12-48VDC | 230 AC | 2 | Main Inventory | In Operation |  |  | GE Intelligent Platforms | 2017-11-15 | 2019-11-15 | 24 | NA | GE Intelligent Platforms | L&T | Outdoor floor Mouinting | [5 empty] | GESCOM | HSEPL | Clean Solar Power Tumkur Private Limited | Skyfri
Chittapur | Chittapur_ICR1 | PLC Panel | Chittapur_ICR1_DI Module | Digital Input Module | Chittapur_ICR1_PLC Panel | SL NO. 1C200MDL650K | - | 24v Dc | 230 AC | 1 | Main Inventory | In Operation |  |  | GE Intelligent Platforms | 2017-11-15 | 2019-11-15 | 24 | NA | GE Intelligent Platforms | L&T | Outdoor floor Mouinting | [5 empty] | GESCOM | HSEPL | Clean Solar Power Tumkur Private Limited | Skyfri
Chittapur | Chittapur_ICR1 | PLC Panel | Chittapur_ICR1_AI Module | Analog Input Module | Chittapur_ICR1_PLC Panel | SL NO. 1C200ALG230H | - | 24v Dc | 230 AC | 1 | Main Inventory | In Operation |  |  | GE Intelligent Platforms | 2017-11-15 | 2019-11-15 | 24 | NA | GE Intelligent Platforms | L&T | Outdoor floor Mouinting | [5 empty] | GESCOM | HSEPL | Clean Solar Power Tumkur Private Limited | Skyfri
Chittapur | Chittapur_ICR2 | PLC Panel | Chittapur_ICR2_PLC Processor | Master PLC - Processor | Chittapur_ICR2_PLC Panel | 1.SR NO- V11197 | - | 24v Dc | 230 AC | 7 | Main Inventory | In Operation |  |  | GE Intelligent Platforms | 2017-11-15 | 2019-11-15 | 24 | NA | GE Intelligent Platforms | L&T | Outdoor floor Mouinting | [5 empty] | GESCOM | HSEPL | Clean Solar Power Tumkur Private Limited | Skyfri
Chittapur | Chittapur_ICR2 | PLC Panel | Chittapur_ICR2_PLC_OFC to Ethernet | OFC to Ethernet Converter | Chittapur_ICR2_PLC Panel | 1.SR NO- 01704AA01166 2.SR NO- 01704AA01165 | - | 12-48VDC | 230 AC | 2 | Main Inventory | In Operation |  |  | GE Intelligent Platforms | 2017-11-15 | 2019-11-15 | 24 | NA | GE Intelligent Platforms | L&T | Outdoor floor Mouinting | [5 empty] | GESCOM | HSEPL | Clean Solar Power Tumkur Private Limited | Skyfri
Chittapur | Chittapur_ICR2 | PLC Panel | Chittapur_ICR2_DI Module | Digital Input Module | Chittapur_ICR2_PLC Panel | SL NO. 1C200MDL650K | - | 24v Dc | 230 AC | 1 | Main Inventory | In Operation |  |  | GE Intelligent Platforms | 2017-11-15 | 2019-11-15 | 24 | NA | GE Intelligent Platforms | L&T | Outdoor floor Mouinting | [5 empty] | GESCOM | HSEPL | Clean Solar Power Tumkur Private Limited | Skyfri
Chittapur | Chittapur_ICR2 | PLC Panel | Chittapur_ICR2_AI Module | Analog Input Module | Chittapur_ICR2_PLC Panel | SL NO. 1C200ALG230H | - | 24v Dc | 230 AC | 1 | Main Inventory | In Operation |  |  | GE Intelligent Platforms | 2017-11-15 | 2019-11-15 | 24 | NA | GE Intelligent Platforms | L&T | Outdoor floor Mouinting | [5 empty] | GESCOM | HSEPL | Clean Solar Power Tumkur Private Limited | Skyfri
Chittapur | Chittapur_ICR3 | PLC Panel | Chittapur_ICR3_PLC Processor | Master PLC - Processor | Chittapur_ICR3_PLC Panel | 1.SR NO- V11197 | - | 24v Dc | 230 AC | 5 | Main Inventory | In Operation |  |  | GE Intelligent Platforms | 2017-11-15 | 2019-11-15 | 24 | NA | GE Intelligent Platforms | L&T | Outdoor floor Mouinting | [5 empty] | GESCOM | HSEPL | Clean Solar Power Tumkur Private Limited | Skyfri
Chittapur | Chittapur_ICR3 | PLC Panel | Chittapur_ICR3_PLC_OFC to Ethernet | OFC to Ethernet Converter | Chittapur_ICR3_PLC Panel | 1.SR NO- 01704AA01163 2.SR NO- 01704AA01164 | - | 12-48VDC | 230 AC | 2 | Main Inventory | In Operation |  |  | GE Intelligent Platforms | 2017-11-15 | 2019-11-15 | 24 | NA | GE Intelligent Platforms | L&T | Outdoor floor Mouinting | [5 empty] | GESCOM | HSEPL | Clean Solar Power Tumkur Private Limited | Skyfri
Chittapur | Chittapur_ICR3 | PLC Panel | Chittapur_ICR3_DI Module | Digital Input Module | Chittapur_ICR3_PLC Panel | - | - | 24v Dc | 230 AC | 0 | Main Inventory | In Operation |  |  | GE Intelligent Platforms | 2017-11-15 | 2019-11-15 | 24 | NA | GE Intelligent Platforms | L&T | Outdoor floor Mouinting | [5 empty] | GESCOM | HSEPL | Clean Solar Power Tumkur Private Limited | Skyfri
Chittapur | Chittapur_ICR3 | PLC Panel | Chittapur_ICR3_AI Module | Analog Input Module | Chittapur_ICR3_PLC Panel | SL NO. 1C200ALG230H | - | 24v Dc | 230 AC | 1 | Main Inventory | In Operation |  |  | GE Intelligent Platforms | 2017-11-15 | 2019-11-15 | 24 | NA | GE Intelligent Platforms | L&T | Outdoor floor Mouinting | [5 empty] | GESCOM | HSEPL | Clean Solar Power Tumkur Private Limited | Skyfri
Chittapur | Chittapur_ICR4 | PLC Panel | Chittapur_ICR4_PLC Processor | Master PLC - Processor | Chittapur_ICR4_PLC Panel | 1.SR NO- V11197 | - | 24v Dc | 230 AC | 8 | Main Inventory | In Operation |  |  | GE Intelligent Platforms | 2017-11-15 | 2019-11-15 | 24 | NA | GE Intelligent Platforms | L&T | Outdoor floor Mouinting | [5 empty] | GESCOM | HSEPL | Clean Solar Power Tumkur Private Limited | Skyfri
Chittapur | Chittapur_ICR4 | PLC Panel | Chittapur_ICR4_PLC_OFC to Ethernet | OFC to Ethernet Converter | Chittapur_ICR4_PLC Panel | 1.SR NO- 01704AA04765 2.SR NO- 01704AA04766 | - | 12-48VDC | 230 AC | 2 | Main Inventory | In Operation |  |  | GE Intelligent Platforms | 2017-11-15 | 2019-11-15 | 24 | NA | GE Intelligent Platforms | L&T | Outdoor floor Mouinting | [5 empty] | GESCOM | HSEPL | Clean Solar Power Tumkur Private Limited | Skyfri
Chittapur | Chittapur_ICR4 | PLC Panel | Chittapur_ICR4_DI Module | Digital Input Module | Chittapur_ICR4_PLC Panel | SL NO. 1C200MDL650K | - | 24v Dc | 230 AC | 1 | Main Inventory | In Operation |  |  | GE Intelligent Platforms | 2017-11-15 | 2019-11-15 | 24 | NA | GE Intelligent Platforms | L&T | Outdoor floor Mouinting | [5 empty] | GESCOM | HSEPL | Clean Solar Power Tumkur Private Limited | Skyfri
Chittapur | Chittapur_ICR4 | PLC Panel | Chittapur_ICR4_AI Module | Analog Input Module | Chittapur_ICR4_PLC Panel | SL NO. 1C200ALG230H | - | 24v Dc | 230 AC | 1 | Main Inventory | In Operation |  |  | GE Intelligent Platforms | 2017-11-15 | 2019-11-15 | 24 | NA | GE Intelligent Platforms | L&T | Outdoor floor Mouinting | [5 empty] | GESCOM | HSEPL | Clean Solar Power Tumkur Private Limited | Skyfri
Chittapur | Chittapur_ICR5 | PLC Panel | Chittapur_ICR5_PLC Processor | Master PLC - Processor | Chittapur_ICR5_PLC Panel | 1.SR NO- V11197 | - | 24v Dc | 230 AC | 8 | Main Inventory | In Operation |  |  | GE Intelligent Platforms | 2017-11-15 | 2019-11-15 | 24 | NA | GE Intelligent Platforms | L&T | Outdoor floor Mouinting | [5 empty] | GESCOM | HSEPL | Clean Solar Power Tumkur Private Limited | Skyfri
Chittapur | Chittapur_ICR5 | PLC Panel | Chittapur_ICR5_PLC_OFC to Ethernet | OFC to Ethernet Converter | Chittapur_ICR5_PLC Panel | 1.SR NO- 01704AA01169 2.SR NO- 01704AA01161 | - | 12-48VDC | 230 AC | 2 | Main Inventory | In Operation |  |  | GE Intelligent Platforms | 2017-11-15 | 2019-11-15 | 24 | NA | GE Intelligent Platforms | L&T | Outdoor floor Mouinting | [5 empty] | GESCOM | HSEPL | Clean Solar Power Tumkur Private Limited | Skyfri
Chittapur | Chittapur_ICR5 | PLC Panel | Chittapur_ICR5_DI Module | Digital Input Module | Chittapur_ICR5_PLC Panel | SL NO. 1C200MDL650K | - | 24v Dc | 230 AC | 1 | Main Inventory | In Operation |  |  | GE Intelligent Platforms | 2017-11-15 | 2019-11-15 | 24 | NA | GE Intelligent Platforms | L&T | Outdoor floor Mouinting | [5 empty] | GESCOM | HSEPL | Clean Solar Power Tumkur Private Limited | Skyfri
Chittapur | Chittapur_ICR5 | PLC Panel | Chittapur_ICR5_AI Module | Analog Input Module | Chittapur_ICR5_PLC Panel | SL NO. 1C200ALG230H | - | 24v Dc | 230 AC | 1 | Main Inventory | In Operation |  |  | GE Intelligent Platforms | 2017-11-15 | 2019-11-15 | 24 | NA | GE Intelligent Platforms | L&T | Outdoor floor Mouinting | [5 empty] | GESCOM | HSEPL | Clean Solar Power Tumkur Private Limited | Skyfri
Chittapur | Chittapur_MCR | PLC Panel | Chittapur_MCR_PLC Processor | Master PLC - Processor | Chittapur_MCR_PLC Panel | 1.SR NO- V11197 | - | 24v Dc | 230 AC | 6 | Main Inventory | In Operation |  |  | GE Intelligent Platforms | 2017-11-15 | 2019-11-15 | 24 | NA | GE Intelligent Platforms | L&T | Outdoor floor Mouinting | [5 empty] | GESCOM | HSEPL | Clean Solar Power Tumkur Private Limited | Skyfri
Chittapur | Chittapur_MCR | PLC Panel | Chittapur_MCR_PLC_OFC to Ethernet | OFC to Ethernet Converter | Chittapur_MCR_PLC Panel | 1.SR NO- 01704AA04845 2.SR NO- NA | - | 12-48VDC | 230 AC | 2 | Main Inventory | In Operation |  |  | GE Intelligent Platforms | 2017-11-15 | 2019-11-15 | 24 | NA | GE Intelligent Platforms | L&T | Outdoor floor Mouinting | [5 empty] | GESCOM | HSEPL | Clean Solar Power Tumkur Private Limited | Skyfri
Chittapur | Chittapur_MCR | PLC Panel | Chittapur_MCR_DI Module | Digital Input Module | Chittapur_MCR_PLC Panel | SL NO. 1C200MDL650K | - | 24v Dc | 230 AC | 3 | Main Inventory | In Operation |  |  | GE Intelligent Platforms | 2017-11-15 | 2019-11-15 | 24 | NA | GE Intelligent Platforms | L&T | Outdoor floor Mouinting | [5 empty] | GESCOM | HSEPL | Clean Solar Power Tumkur Private Limited | Skyfri
Chittapur | Chittapur_MCR | PLC Panel | Chittapur_MCR_AI Module | Analog Input Module | Chittapur_MCR_PLC Panel | SL NO. 1C200ALG230H | - | 24v Dc | 230 AC | 1 | Main Inventory | In Operation |  |  | GE Intelligent Platforms | 2017-11-15 | 2019-11-15 | 24 | NA | GE Intelligent Platforms | L&T | Outdoor floor Mouinting | [5 empty] | GESCOM | HSEPL | Clean Solar Power Tumkur Private Limited | Skyfri
Chittapur | Chittapur_Switchyard | TVM Meter | Chittapur_Switchyard_Energy Meter-Main | Energy Meter (Main) | Chittapur_Transmission Line | SL NO:23000923 | - | - | 3 Ph 4 wire 3 x 63.5v -/1A, Ib: 1A, Imax:2A Cl:0.2S | 1 | Main Inventory | In Operation |  | In warranty | LT Electronic Trivector Meter | 2023-03-06 | 2024-03-06 | 12 | NA | LT Electronic Trivector Meter | HFE | Outdoor floor Mouinting | [5 empty] | GESCOM | HSEPL | Clean Solar Power Tumkur Private Limited | Skyfri
Chittapur | Chittapur_Switchyard | TVM Meter | Chittapur_Switchyard_Energy Meter-Check | Energy Meter (Check) | Chittapur_Transmission Line | SL NO:23000925 | - | - | 3 Ph 4 wire 3 x 63.5v -/1A, Ib: 1A, Imax:2A Cl:0.2S | 1 | Main Inventory | In Operation |  | In warranty | LT Electronic Trivector Meter | 2023-03-06 | 2024-03-06 | 12 | NA | LT Electronic Trivector Meter | HFE | Outdoor floor Mouinting | [5 empty] | GESCOM | HSEPL | Clean Solar Power Tumkur Private Limited | Skyfri
Chittapur | Chittapur_ICR3 | Auxiliary Transformer | Chittapur_ICR3_Aux-Trafo | Auxialiary Transformer | Chittapur_ICR3_IDT |  | - | - | 11KV/400V, 75 KVA | 1 | Main Inventory | In Operation |  |  | Voltech Manufacturing Company Ltd. | 2017-11-15 | 2022-11-15 | 60 | VMCL/Warranty/50/17-18 | Voltech Manufacturing Company Ltd. | L&T | ONAN | [5 empty] | GESCOM | HSEPL | Clean Solar Power Tumkur Private Limited | Skyfri
Chittapur | Chittapur_ICR1 | PLC Panel | Chittapur_ICR1_PLC Panel | Master PLC - Processor | Chittapur_MCR_PLC Panel | [5 empty] | Main Inventory | In Operation |  |  | GE Intelligent Platforms | 2017-11-15 | 2019-11-15 | 24 | NA | GE Intelligent Platforms | L&T | Outdoor floor Mouinting | [5 empty] | GESCOM | HSEPL | Clean Solar Power Tumkur Private Limited | Skyfri
Chittapur | Chittapur_ICR2 | PLC Panel | Chittapur_ICR2_PLC Panel | Master PLC - Processor | Chittapur_MCR_PLC Panel | [5 empty] | Main Inventory | In Operation |  |  | GE Intelligent Platforms | 2017-11-15 | 2019-11-15 | 24 | NA | GE Intelligent Platforms | L&T | Outdoor floor Mouinting | [5 empty] | GESCOM | HSEPL | Clean Solar Power Tumkur Private Limited | Skyfri
Chittapur | Chittapur_ICR3 | PLC Panel | Chittapur_ICR3_PLC Panel | Master PLC - Processor | Chittapur_MCR_PLC Panel | [5 empty] | Main Inventory | In Operation |  |  | GE Intelligent Platforms | 2017-11-15 | 2019-11-15 | 24 | NA | GE Intelligent Platforms | L&T | Outdoor floor Mouinting | [5 empty] | GESCOM | HSEPL | Clean Solar Power Tumkur Private Limited | Skyfri
Chittapur | Chittapur_ICR4 | PLC Panel | Chittapur_ICR4_PLC Panel | Master PLC - Processor | Chittapur_MCR_PLC Panel | [5 empty] | Main Inventory | In Operation |  |  | GE Intelligent Platforms | 2017-11-15 | 2019-11-15 | 24 | NA | GE Intelligent Platforms | L&T | Outdoor floor Mouinting | [5 empty] | GESCOM | HSEPL | Clean Solar Power Tumkur Private Limited | Skyfri
Chittapur | Chittapur_ICR5 | PLC Panel | Chittapur_ICR5_PLC Panel | Master PLC - Processor | Chittapur_MCR_PLC Panel | [5 empty] | Main Inventory | In Operation |  |  | GE Intelligent Platforms | 2017-11-15 | 2019-11-15 | 24 | NA | GE Intelligent Platforms | L&T | Outdoor floor Mouinting | [5 empty] | GESCOM | HSEPL | Clean Solar Power Tumkur Private Limited | Skyfri
Chittapur | Chittapur_MCR | PLC Panel | Chittapur_MCR_PLC Panel | Master PLC - Processor | Chittapur_Switchyard_Power Transformer | [5 empty] | Main Inventory | In Operation |  |  | GE Intelligent Platforms | 2017-11-15 | 2019-11-15 | 24 | NA | GE Intelligent Platforms | L&T | Outdoor floor Mouinting | [5 empty] | GESCOM | HSEPL | Clean Solar Power Tumkur Private Limited | Skyfri
Chittapur | Chittapur_ICR1 | String | Chittapur_ICR1_INV1_SMB1_S1 | PV Module String | Chittapur_ICR1_INV1_SMB1 |  |  |  |  | 42 | Main Inventory | In Operation | [15 empty] | GESCOM | HSEPL | Clean Solar Power Tumkur Private Limited | Skyfri |  |  |  | 0.062833
Chittapur | Chittapur_ICR1 | String | Chittapur_ICR1_INV1_SMB1_S2 | PV Module String | Chittapur_ICR1_INV1_SMB1 |  |  |  |  | 42 | Main Inventory | In Operation | [15 empty] | GESCOM | HSEPL | Clean Solar Power Tumkur Private Limited | Skyfri |  |  |  | 0.062833
Chittapur | Chittapur_ICR1 | String | Chittapur_ICR1_INV1_SMB1_S3 | PV Module String | Chittapur_ICR1_INV1_SMB1 |  |  |  |  | 42 | Main Inventory | In Operation | [15 empty] | GESCOM | HSEPL | Clean Solar Power Tumkur Private Limited | Skyfri |  |  |  | 0.062833
Chittapur | Chittapur_ICR1 | String | Chittapur_ICR1_INV1_SMB1_S4 | PV Module String | Chittapur_ICR1_INV1_SMB1 |  |  |  |  | 42 | Main Inventory | In Operation | [15 empty] | GESCOM | HSEPL | Clean Solar Power Tumkur Private Limited | Skyfri |  |  |  | 0.062833
Chittapur | Chittapur_ICR1 | String | Chittapur_ICR1_INV1_SMB1_S5 | PV Module String | Chittapur_ICR1_INV1_SMB1 |  |  |  |  | 42 | Main Inventory | In Operation | [15 empty] | GESCOM | HSEPL | Clean Solar Power Tumkur Private Limited | Skyfri |  |  |  | 0.062833
Chittapur | Chittapur_ICR1 | String | Chittapur_ICR1_INV1_SMB1_S6 | PV Module String | Chittapur_ICR1_INV1_SMB1 |  |  |  |  | 42 | Main Inventory | In Operation | [15 empty] | GESCOM | HSEPL | Clean Solar Power Tumkur Private Limited | Skyfri |  |  |  | 0.062833
Chittapur | Chittapur_ICR1 | String | Chittapur_ICR1_INV1_SMB1_S7 | PV Module String | Chittapur_ICR1_INV1_SMB1 |  |  |  |  | 42 | Main Inventory | In Operation | [15 empty] | GESCOM | HSEPL | Clean Solar Power Tumkur Private Limited | Skyfri |  |  |  | 0.062833
Chittapur | Chittapur_ICR1 | String | Chittapur_ICR1_INV1_SMB1_S8 | PV Module String | Chittapur_ICR1_INV1_SMB1 |  |  |  |  | 42 | Main Inventory | In Operation | [15 empty] | GESCOM | HSEPL | Clean Solar Power Tumkur Private Limited | Skyfri |  |  |  | 0.062833
Chittapur | Chittapur_ICR1 | String | Chittapur_ICR1_INV1_SMB1_S9 | PV Module String | Chittapur_ICR1_INV1_SMB1 |  |  |  |  | 42 | Main Inventory | In Operation | [15 empty] | GESCOM | HSEPL | Clean Solar Power Tumkur Private Limited | Skyfri |  |  |  | 0.062833
Chittapur | Chittapur_ICR1 | String | Chittapur_ICR1_INV1_SMB1_S10 | PV Module String | Chittapur_ICR1_INV1_SMB1 |  |  |  |  | 42 | Main Inventory | In Operation | [15 empty] | GESCOM | HSEPL | Clean Solar Power Tumkur Private Limited | Skyfri |  |  |  | 0.062833
Chittapur | Chittapur_ICR1 | String | Chittapur_ICR1_INV1_SMB1_S11 | PV Module String | Chittapur_ICR1_INV1_SMB1 |  |  |  |  | 42 | Main Inventory | In Operation | [15 empty] | GESCOM | HSEPL | Clean Solar Power Tumkur Private Limited | Skyfri |  |  |  | 0.062833
Chittapur | Chittapur_ICR1 | String | Chittapur_ICR1_INV1_SMB1_S12 | PV Module String | Chittapur_ICR1_INV1_SMB1 |  |  |  |  | 42 | Main Inventory | In Operation | [15 empty] | GESCOM | HSEPL | Clean Solar Power Tumkur Private Limited | Skyfri |  |  |  | 0.062833
Chittapur | Chittapur_ICR1 | String | Chittapur_ICR1_INV1_SMB2_S1 | PV Module String | Chittapur_ICR1_INV1_SMB2 |  |  |  |  | 42 | Main Inventory | In Operation | [15 empty] | GESCOM | HSEPL | Clean Solar Power Tumkur Private Limited | Skyfri |  |  |  | 0.062833
Chittapur | Chittapur_ICR1 | String | Chittapur_ICR1_INV1_SMB2_S2 | PV Module String | Chittapur_ICR1_INV1_SMB2 |  |  |  |  | 42 | Main Inventory | In Operation | [15 empty] | GESCOM | HSEPL | Clean Solar Power Tumkur Private Limited | Skyfri |  |  |  | 0.062833
Chittapur | Chittapur_ICR1 | String | Chittapur_ICR1_INV1_SMB2_S3 | PV Module String | Chittapur_ICR1_INV1_SMB2 |  |  |  |  | 42 | Main Inventory | In Operation | [15 empty] | GESCOM | HSEPL | Clean Solar Power Tumkur Private Limited | Skyfri |  |  |  | 0.062833
Chittapur | Chittapur_ICR1 | String | Chittapur_ICR1_INV1_SMB2_S4 | PV Module String | Chittapur_ICR1_INV1_SMB2 |  |  |  |  | 42 | Main Inventory | In Operation | [15 empty] | GESCOM | HSEPL | Clean Solar Power Tumkur Private Limited | Skyfri |  |  |  | 0.062833
Chittapur | Chittapur_ICR1 | String | Chittapur_ICR1_INV1_SMB2_S5 | PV Module String | Chittapur_ICR1_INV1_SMB2 |  |  |  |  | 42 | Main Inventory | In Operation | [15 empty] | GESCOM | HSEPL | Clean Solar Power Tumkur Private Limited | Skyfri |  |  |  | 0.062833
Chittapur | Chittapur_ICR1 | String | Chittapur_ICR1_INV1_SMB2_S6 | PV Module String | Chittapur_ICR1_INV1_SMB2 |  |  |  |  | 42 | Main Inventory | In Operation | [15 empty] | GESCOM | HSEPL | Clean Solar Power Tumkur Private Limited | Skyfri |  |  |  | 0.062833
Chittapur | Chittapur_ICR1 | String | Chittapur_ICR1_INV1_SMB2_S7 | PV Module String | Chittapur_ICR1_INV1_SMB2 |  |  |  |  | 42 | Main Inventory | In Operation | [15 empty] | GESCOM | HSEPL | Clean Solar Power Tumkur Private Limited | Skyfri |  |  |  | 0.062833
Chittapur | Chittapur_ICR1 | String | Chittapur_ICR1_INV1_SMB2_S8 | PV Module String | Chittapur_ICR1_INV1_SMB2 |  |  |  |  | 42 | Main Inventory | In Operation | [15 empty] | GESCOM | HSEPL | Clean Solar Power Tumkur Private Limited | Skyfri |  |  |  | 0.062833
Chittapur | Chittapur_ICR1 | String | Chittapur_ICR1_INV1_SMB2_S9 | PV Module String | Chittapur_ICR1_INV1_SMB2 |  |  |  |  | 42 | Main Inventory | In Operation | [15 empty] | GESCOM | HSEPL | Clean Solar Power Tumkur Private Limited | Skyfri |  |  |  | 0.062833
Chittapur | Chittapur_ICR1 | String | Chittapur_ICR1_INV1_SMB2_S10 | PV Module String | Chittapur_ICR1_INV1_SMB2 |  |  |  |  | 42 | Main Inventory | In Operation | [15 empty] | GESCOM | HSEPL | Clean Solar Power Tumkur Private Limited | Skyfri |  |  |  | 0.062833
Chittapur | Chittapur_ICR1 | String | Chittapur_ICR1_INV1_SMB2_S11 | PV Module String | Chittapur_ICR1_INV1_SMB2 |  |  |  |  | 42 | Main Inventory | In Operation | [15 empty] | GESCOM | HSEPL | Clean Solar Power Tumkur Private Limited | Skyfri |  |  |  | 0.062833
Chittapur | Chittapur_ICR1 | String | Chittapur_ICR1_INV1_SMB2_S12 | PV Module String | Chittapur_ICR1_INV1_SMB2 |  |  |  |  | 42 | Main Inventory | In Operation | [15 empty] | GESCOM | HSEPL | Clean Solar Power Tumkur Private Limited | Skyfri |  |  |  | 0.062833
Chittapur | Chittapur_ICR1 | String | Chittapur_ICR1_INV1_SMB3_S1 | PV Module String | Chittapur_ICR1_INV1_SMB3 |  |  |  |  | 42 | Main Inventory | In Operation | [15 empty] | GESCOM | HSEPL | Clean Solar Power Tumkur Private Limited | Skyfri |  |  |  | 0.062833
Chittapur | Chittapur_ICR1 | String | Chittapur_ICR1_INV1_SMB3_S2 | PV Module String | Chittapur_ICR1_INV1_SMB3 |  |  |  |  | 42 | Main Inventory | In Operation | [15 empty] | GESCOM | HSEPL | Clean Solar Power Tumkur Private Limited | Skyfri |  |  |  | 0.062833
Chittapur | Chittapur_ICR1 | String | Chittapur_ICR1_INV1_SMB3_S3 | PV Module String | Chittapur_ICR1_INV1_SMB3 |  |  |  |  | 42 | Main Inventory | In Operation | [15 empty] | GESCOM | HSEPL | Clean Solar Power Tumkur Private Limited | Skyfri |  |  |  | 0.062833
Chittapur | Chittapur_ICR1 | String | Chittapur_ICR1_INV1_SMB3_S4 | PV Module String | Chittapur_ICR1_INV1_SMB3 |  |  |  |  | 42 | Main Inventory | In Operation | [15 empty] | GESCOM | HSEPL | Clean Solar Power Tumkur Private Limited | Skyfri |  |  |  | 0.062833
Chittapur | Chittapur_ICR1 | String | Chittapur_ICR1_INV1_SMB3_S5 | PV Module String | Chittapur_ICR1_INV1_SMB3 |  |  |  |  | 42 | Main Inventory | In Operation | [15 empty] | GESCOM | HSEPL | Clean Solar Power Tumkur Private Limited | Skyfri |  |  |  | 0.062833
Chittapur | Chittapur_ICR1 | String | Chittapur_ICR1_INV1_SMB3_S6 | PV Module String | Chittapur_ICR1_INV1_SMB3 |  |  |  |  | 42 | Main Inventory | In Operation | [15 empty] | GESCOM | HSEPL | Clean Solar Power Tumkur Private Limited | Skyfri |  |  |  | 0.062833
Chittapur | Chittapur_ICR1 | String | Chittapur_ICR1_INV1_SMB3_S7 | PV Module String | Chittapur_ICR1_INV1_SMB3 |  |  |  |  | 42 | Main Inventory | In Operation | [15 empty] | GESCOM | HSEPL | Clean Solar Power Tumkur Private Limited | Skyfri |  |  |  | 0.062833
Chittapur | Chittapur_ICR1 | String | Chittapur_ICR1_INV1_SMB3_S8 | PV Module String | Chittapur_ICR1_INV1_SMB3 |  |  |  |  | 42 | Main Inventory | In Operation | [15 empty] | GESCOM | HSEPL | Clean Solar Power Tumkur Private Limited | Skyfri |  |  |  | 0.062833
Chittapur | Chittapur_ICR1 | String | Chittapur_ICR1_INV1_SMB3_S9 | PV Module String | Chittapur_ICR1_INV1_SMB3 |  |  |  |  | 42 | Main Inventory | In Operation | [15 empty] | GESCOM | HSEPL | Clean Solar Power Tumkur Private Limited | Skyfri |  |  |  | 0.062833
Chittapur | Chittapur_ICR1 | String | Chittapur_ICR1_INV1_SMB3_S10 | PV Module String | Chittapur_ICR1_INV1_SMB3 |  |  |  |  | 42 | Main Inventory | In Operation | [15 empty] | GESCOM | HSEPL | Clean Solar Power Tumkur Private Limited | Skyfri |  |  |  | 0.062833
Chittapur | Chittapur_ICR1 | String | Chittapur_ICR1_INV1_SMB3_S11 | PV Module String | Chittapur_ICR1_INV1_SMB3 |  |  |  |  | 42 | Main Inventory | In Operation | [15 empty] | GESCOM | HSEPL | Clean Solar Power Tumkur Private Limited | Skyfri |  |  |  | 0.062833
Chittapur | Chittapur_ICR1 | String | Chittapur_ICR1_INV1_SMB3_S12 | PV Module String | Chittapur_ICR1_INV1_SMB3 |  |  |  |  | 42 | Main Inventory | In Operation | [15 empty] | GESCOM | HSEPL | Clean Solar Power Tumkur Private Limited | Skyfri |  |  |  | 0.062833
Chittapur | Chittapur_ICR1 | String | Chittapur_ICR1_INV1_SMB4_S1 | PV Module String | Chittapur_ICR1_INV1_SMB4 |  |  |  |  | 42 | Main Inventory | In Operation | [15 empty] | GESCOM | HSEPL | Clean Solar Power Tumkur Private Limited | Skyfri |  |  |  | 0.062833
Chittapur | Chittapur_ICR1 | String | Chittapur_ICR1_INV1_SMB4_S2 | PV Module String | Chittapur_ICR1_INV1_SMB4 |  |  |  |  | 42 | Main Inventory | In Operation | [15 empty] | GESCOM | HSEPL | Clean Solar Power Tumkur Private Limited | Skyfri |  |  |  | 0.062833
Chittapur | Chittapur_ICR1 | String | Chittapur_ICR1_INV1_SMB4_S3 | PV Module String | Chittapur_ICR1_INV1_SMB4 |  |  |  |  | 42 | Main Inventory | In Operation | [15 empty] | GESCOM | HSEPL | Clean Solar Power Tumkur Private Limited | Skyfri |  |  |  | 0.062833
Chittapur | Chittapur_ICR1 | String | Chittapur_ICR1_INV1_SMB4_S4 | PV Module String | Chittapur_ICR1_INV1_SMB4 |  |  |  |  | 42 | Main Inventory | In Operation | [15 empty] | GESCOM | HSEPL | Clean Solar Power Tumkur Private Limited | Skyfri |  |  |  | 0.062833
Chittapur | Chittapur_ICR1 | String | Chittapur_ICR1_INV1_SMB4_S5 | PV Module String | Chittapur_ICR1_INV1_SMB4 |  |  |  |  | 42 | Main Inventory | In Operation | [15 empty] | GESCOM | HSEPL | Clean Solar Power Tumkur Private Limited | Skyfri |  |  |  | 0.062833
Chittapur | Chittapur_ICR1 | String | Chittapur_ICR1_INV1_SMB4_S6 | PV Module String | Chittapur_ICR1_INV1_SMB4 |  |  |  |  | 42 | Main Inventory | In Operation | [15 empty] | GESCOM | HSEPL | Clean Solar Power Tumkur Private Limited | Skyfri |  |  |  | 0.062833
Chittapur | Chittapur_ICR1 | String | Chittapur_ICR1_INV1_SMB4_S7 | PV Module String | Chittapur_ICR1_INV1_SMB4 |  |  |  |  | 42 | Main Inventory | In Operation | [15 empty] | GESCOM | HSEPL | Clean Solar Power Tumkur Private Limited | Skyfri |  |  |  | 0.062833
Chittapur | Chittapur_ICR1 | String | Chittapur_ICR1_INV1_SMB4_S8 | PV Module String | Chittapur_ICR1_INV1_SMB4 |  |  |  |  | 42 | Main Inventory | In Operation | [15 empty] | GESCOM | HSEPL | Clean Solar Power Tumkur Private Limited | Skyfri |  |  |  | 0.062833
Chittapur | Chittapur_ICR1 | String | Chittapur_ICR1_INV1_SMB4_S9 | PV Module String | Chittapur_ICR1_INV1_SMB4 |  |  |  |  | 42 | Main Inventory | In Operation | [15 empty] | GESCOM | HSEPL | Clean Solar Power Tumkur Private Limited | Skyfri |  |  |  | 0.062833
Chittapur | Chittapur_ICR1 | String | Chittapur_ICR1_INV1_SMB4_S10 | PV Module String | Chittapur_ICR1_INV1_SMB4 |  |  |  |  | 42 | Main Inventory | In Operation | [15 empty] | GESCOM | HSEPL | Clean Solar Power Tumkur Private Limited | Skyfri |  |  |  | 0.062833
Chittapur | Chittapur_ICR1 | String | Chittapur_ICR1_INV1_SMB4_S11 | PV Module String | Chittapur_ICR1_INV1_SMB4 |  |  |  |  | 42 | Main Inventory | In Operation | [15 empty] | GESCOM | HSEPL | Clean Solar Power Tumkur Private Limited | Skyfri |  |  |  | 0.062833
Chittapur | Chittapur_ICR1 | String | Chittapur_ICR1_INV1_SMB4_S12 | PV Module String | Chittapur_ICR1_INV1_SMB4 |  |  |  |  | 42 | Main Inventory | In Operation | [15 empty] | GESCOM | HSEPL | Clean Solar Power Tumkur Private Limited | Skyfri |  |  |  | 0.062833
Chittapur | Chittapur_ICR1 | String | Chittapur_ICR1_INV1_SMB5_S1 | PV Module String | Chittapur_ICR1_INV1_SMB5 |  |  |  |  | 42 | Main Inventory | In Operation | [15 empty] | GESCOM | HSEPL | Clean Solar Power Tumkur Private Limited | Skyfri |  |  |  | 0.062833
Chittapur | Chittapur_ICR1 | String | Chittapur_ICR1_INV1_SMB5_S2 | PV Module String | Chittapur_ICR1_INV1_SMB5 |  |  |  |  | 42 | Main Inventory | In Operation | [15 empty] | GESCOM | HSEPL | Clean Solar Power Tumkur Private Limited | Skyfri |  |  |  | 0.062833
Chittapur | Chittapur_ICR1 | String | Chittapur_ICR1_INV1_SMB5_S3 | PV Module String | Chittapur_ICR1_INV1_SMB5 |  |  |  |  | 42 | Main Inventory | In Operation | [15 empty] | GESCOM | HSEPL | Clean Solar Power Tumkur Private Limited | Skyfri |  |  |  | 0.062833
Chittapur | Chittapur_ICR1 | String | Chittapur_ICR1_INV1_SMB5_S4 | PV Module String | Chittapur_ICR1_INV1_SMB5 |  |  |  |  | 42 | Main Inventory | In Operation | [15 empty] | GESCOM | HSEPL | Clean Solar Power Tumkur Private Limited | Skyfri |  |  |  | 0.062833
Chittapur | Chittapur_ICR1 | String | Chittapur_ICR1_INV1_SMB5_S5 | PV Module String | Chittapur_ICR1_INV1_SMB5 |  |  |  |  | 42 | Main Inventory | In Operation | [15 empty] | GESCOM | HSEPL | Clean Solar Power Tumkur Private Limited | Skyfri |  |  |  | 0.062833
Chittapur | Chittapur_ICR1 | String | Chittapur_ICR1_INV1_SMB5_S6 | PV Module String | Chittapur_ICR1_INV1_SMB5 |  |  |  |  | 42 | Main Inventory | In Operation | [15 empty] | GESCOM | HSEPL | Clean Solar Power Tumkur Private Limited | Skyfri |  |  |  | 0.062833
Chittapur | Chittapur_ICR1 | String | Chittapur_ICR1_INV1_SMB5_S7 | PV Module String | Chittapur_ICR1_INV1_SMB5 |  |  |  |  | 42 | Main Inventory | In Operation | [15 empty] | GESCOM | HSEPL | Clean Solar Power Tumkur Private Limited | Skyfri |  |  |  | 0.062833
Chittapur | Chittapur_ICR1 | String | Chittapur_ICR1_INV1_SMB5_S8 | PV Module String | Chittapur_ICR1_INV1_SMB5 |  |  |  |  | 42 | Main Inventory | In Operation | [15 empty] | GESCOM | HSEPL | Clean Solar Power Tumkur Private Limited | Skyfri |  |  |  | 0.062833
Chittapur | Chittapur_ICR1 | String | Chittapur_ICR1_INV1_SMB5_S9 | PV Module String | Chittapur_ICR1_INV1_SMB5 |  |  |  |  | 42 | Main Inventory | In Operation | [15 empty] | GESCOM | HSEPL | Clean Solar Power Tumkur Private Limited | Skyfri |  |  |  | 0.062833
Chittapur | Chittapur_ICR1 | String | Chittapur_ICR1_INV1_SMB5_S10 | PV Module String | Chittapur_ICR1_INV1_SMB5 |  |  |  |  | 42 | Main Inventory | In Operation | [15 empty] | GESCOM | HSEPL | Clean Solar Power Tumkur Private Limited | Skyfri |  |  |  | 0.062833
Chittapur | Chittapur_ICR1 | String | Chittapur_ICR1_INV1_SMB5_S11 | PV Module String | Chittapur_ICR1_INV1_SMB5 |  |  |  |  | 42 | Main Inventory | In Operation | [15 empty] | GESCOM | HSEPL | Clean Solar Power Tumkur Private Limited | Skyfri |  |  |  | 0.062833
Chittapur | Chittapur_ICR1 | String | Chittapur_ICR1_INV1_SMB5_S12 | PV Module String | Chittapur_ICR1_INV1_SMB5 |  |  |  |  | 42 | Main Inventory | In Operation | [15 empty] | GESCOM | HSEPL | Clean Solar Power Tumkur Private Limited | Skyfri |  |  |  | 0.062833
Chittapur | Chittapur_ICR1 | String | Chittapur_ICR1_INV1_SMB6_S1 | PV Module String | Chittapur_ICR1_INV1_SMB6 |  |  |  |  | 42 | Main Inventory | In Operation | [15 empty] | GESCOM | HSEPL | Clean Solar Power Tumkur Private Limited | Skyfri |  |  |  | 0.062833
Chittapur | Chittapur_ICR1 | String | Chittapur_ICR1_INV1_SMB6_S2 | PV Module String | Chittapur_ICR1_INV1_SMB6 |  |  |  |  | 42 | Main Inventory | In Operation | [15 empty] | GESCOM | HSEPL | Clean Solar Power Tumkur Private Limited | Skyfri |  |  |  | 0.062833
Chittapur | Chittapur_ICR1 | String | Chittapur_ICR1_INV1_SMB6_S3 | PV Module String | Chittapur_ICR1_INV1_SMB6 |  |  |  |  | 42 | Main Inventory | In Operation | [15 empty] | GESCOM | HSEPL | Clean Solar Power Tumkur Private Limited | Skyfri |  |  |  | 0.062833
Chittapur | Chittapur_ICR1 | String | Chittapur_ICR1_INV1_SMB6_S4 | PV Module String | Chittapur_ICR1_INV1_SMB6 |  |  |  |  | 42 | Main Inventory | In Operation | [15 empty] | GESCOM | HSEPL | Clean Solar Power Tumkur Private Limited | Skyfri |  |  |  | 0.062833
Chittapur | Chittapur_ICR1 | String | Chittapur_ICR1_INV1_SMB6_S5 | PV Module String | Chittapur_ICR1_INV1_SMB6 |  |  |  |  | 42 | Main Inventory | In Operation | [15 empty] | GESCOM | HSEPL | Clean Solar Power Tumkur Private Limited | Skyfri |  |  |  | 0.062833
Chittapur | Chittapur_ICR1 | String | Chittapur_ICR1_INV1_SMB6_S6 | PV Module String | Chittapur_ICR1_INV1_SMB6 |  |  |  |  | 42 | Main Inventory | In Operation | [15 empty] | GESCOM | HSEPL | Clean Solar Power Tumkur Private Limited | Skyfri |  |  |  | 0.062833
Chittapur | Chittapur_ICR1 | String | Chittapur_ICR1_INV1_SMB6_S7 | PV Module String | Chittapur_ICR1_INV1_SMB6 |  |  |  |  | 42 | Main Inventory | In Operation | [15 empty] | GESCOM | HSEPL | Clean Solar Power Tumkur Private Limited | Skyfri |  |  |  | 0.062833
Chittapur | Chittapur_ICR1 | String | Chittapur_ICR1_INV1_SMB6_S8 | PV Module String | Chittapur_ICR1_INV1_SMB6 |  |  |  |  | 42 | Main Inventory | In Operation | [15 empty] | GESCOM | HSEPL | Clean Solar Power Tumkur Private Limited | Skyfri |  |  |  | 0.062833
Chittapur | Chittapur_ICR1 | String | Chittapur_ICR1_INV1_SMB6_S9 | PV Module String | Chittapur_ICR1_INV1_SMB6 |  |  |  |  | 42 | Main Inventory | In Operation | [15 empty] | GESCOM | HSEPL | Clean Solar Power Tumkur Private Limited | Skyfri |  |  |  | 0.062833
Chittapur | Chittapur_ICR1 | String | Chittapur_ICR1_INV1_SMB6_S10 | PV Module String | Chittapur_ICR1_INV1_SMB6 |  |  |  |  | 42 | Main Inventory | In Operation | [15 empty] | GESCOM | HSEPL | Clean Solar Power Tumkur Private Limited | Skyfri |  |  |  | 0.062833
Chittapur | Chittapur_ICR1 | String | Chittapur_ICR1_INV1_SMB6_S11 | PV Module String | Chittapur_ICR1_INV1_SMB6 |  |  |  |  | 42 | Main Inventory | In Operation | [15 empty] | GESCOM | HSEPL | Clean Solar Power Tumkur Private Limited | Skyfri |  |  |  | 0.062833
Chittapur | Chittapur_ICR1 | String | Chittapur_ICR1_INV1_SMB6_S12 | PV Module String | Chittapur_ICR1_INV1_SMB6 |  |  |  |  | 42 | Main Inventory | In Operation | [15 empty] | GESCOM | HSEPL | Clean Solar Power Tumkur Private Limited | Skyfri |  |  |  | 0.062833
Chittapur | Chittapur_ICR1 | String | Chittapur_ICR1_INV1_SMB7_S1 | PV Module String | Chittapur_ICR1_INV1_SMB7 |  |  |  |  | 42 | Main Inventory | In Operation | [15 empty] | GESCOM | HSEPL | Clean Solar Power Tumkur Private Limited | Skyfri |  |  |  | 0.062833
Chittapur | Chittapur_ICR1 | String | Chittapur_ICR1_INV1_SMB7_S2 | PV Module String | Chittapur_ICR1_INV1_SMB7 |  |  |  |  | 42 | Main Inventory | In Operation | [15 empty] | GESCOM | HSEPL | Clean Solar Power Tumkur Private Limited | Skyfri |  |  |  | 0.062833
Chittapur | Chittapur_ICR1 | String | Chittapur_ICR1_INV1_SMB7_S3 | PV Module String | Chittapur_ICR1_INV1_SMB7 |  |  |  |  | 42 | Main Inventory | In Operation | [15 empty] | GESCOM | HSEPL | Clean Solar Power Tumkur Private Limited | Skyfri |  |  |  | 0.062833
Chittapur | Chittapur_ICR1 | String | Chittapur_ICR1_INV1_SMB7_S4 | PV Module String | Chittapur_ICR1_INV1_SMB7 |  |  |  |  | 42 | Main Inventory | In Operation | [15 empty] | GESCOM | HSEPL | Clean Solar Power Tumkur Private Limited | Skyfri |  |  |  | 0.062833
Chittapur | Chittapur_ICR1 | String | Chittapur_ICR1_INV1_SMB7_S5 | PV Module String | Chittapur_ICR1_INV1_SMB7 |  |  |  |  | 42 | Main Inventory | In Operation | [15 empty] | GESCOM | HSEPL | Clean Solar Power Tumkur Private Limited | Skyfri |  |  |  | 0.062833
Chittapur | Chittapur_ICR1 | String | Chittapur_ICR1_INV1_SMB7_S6 | PV Module String | Chittapur_ICR1_INV1_SMB7 |  |  |  |  | 42 | Main Inventory | In Operation | [15 empty] | GESCOM | HSEPL | Clean Solar Power Tumkur Private Limited | Skyfri |  |  |  | 0.062833
Chittapur | Chittapur_ICR1 | String | Chittapur_ICR1_INV1_SMB7_S7 | PV Module String | Chittapur_ICR1_INV1_SMB7 |  |  |  |  | 42 | Main Inventory | In Operation | [15 empty] | GESCOM | HSEPL | Clean Solar Power Tumkur Private Limited | Skyfri |  |  |  | 0.062833
Chittapur | Chittapur_ICR1 | String | Chittapur_ICR1_INV1_SMB7_S8 | PV Module String | Chittapur_ICR1_INV1_SMB7 |  |  |  |  | 42 | Main Inventory | In Operation | [15 empty] | GESCOM | HSEPL | Clean Solar Power Tumkur Private Limited | Skyfri |  |  |  | 0.062833
Chittapur | Chittapur_ICR1 | String | Chittapur_ICR1_INV1_SMB7_S9 | PV Module String | Chittapur_ICR1_INV1_SMB7 |  |  |  |  | 42 | Main Inventory | In Operation | [15 empty] | GESCOM | HSEPL | Clean Solar Power Tumkur Private Limited | Skyfri |  |  |  | 0.062833
Chittapur | Chittapur_ICR1 | String | Chittapur_ICR1_INV1_SMB7_S10 | PV Module String | Chittapur_ICR1_INV1_SMB7 |  |  |  |  | 42 | Main Inventory | In Operation | [15 empty] | GESCOM | HSEPL | Clean Solar Power Tumkur Private Limited | Skyfri |  |  |  | 0.062833
Chittapur | Chittapur_ICR1 | String | Chittapur_ICR1_INV1_SMB7_S11 | PV Module String | Chittapur_ICR1_INV1_SMB7 |  |  |  |  | 42 | Main Inventory | In Operation | [15 empty] | GESCOM | HSEPL | Clean Solar Power Tumkur Private Limited | Skyfri |  |  |  | 0.062833
Chittapur | Chittapur_ICR1 | String | Chittapur_ICR1_INV1_SMB7_S12 | PV Module String | Chittapur_ICR1_INV1_SMB7 |  |  |  |  | 42 | Main Inventory | In Operation | [15 empty] | GESCOM | HSEPL | Clean Solar Power Tumkur Private Limited | Skyfri |  |  |  | 0.062833
Chittapur | Chittapur_ICR1 | String | Chittapur_ICR1_INV2_SMB1_S1 | PV Module String | Chittapur_ICR1_INV2_SMB1 |  |  |  |  | 42 | Main Inventory | In Operation | [15 empty] | GESCOM | HSEPL | Clean Solar Power Tumkur Private Limited | Skyfri |  |  |  | 0.062833
Chittapur | Chittapur_ICR1 | String | Chittapur_ICR1_INV2_SMB1_S2 | PV Module String | Chittapur_ICR1_INV2_SMB1 |  |  |  |  | 42 | Main Inventory | In Operation | [15 empty] | GESCOM | HSEPL | Clean Solar Power Tumkur Private Limited | Skyfri |  |  |  | 0.062833
Chittapur | Chittapur_ICR1 | String | Chittapur_ICR1_INV2_SMB1_S3 | PV Module String | Chittapur_ICR1_INV2_SMB1 |  |  |  |  | 42 | Main Inventory | In Operation | [15 empty] | GESCOM | HSEPL | Clean Solar Power Tumkur Private Limited | Skyfri |  |  |  | 0.062833
Chittapur | Chittapur_ICR1 | String | Chittapur_ICR1_INV2_SMB1_S4 | PV Module String | Chittapur_ICR1_INV2_SMB1 |  |  |  |  | 42 | Main Inventory | In Operation | [15 empty] | GESCOM | HSEPL | Clean Solar Power Tumkur Private Limited | Skyfri |  |  |  | 0.062833
Chittapur | Chittapur_ICR1 | String | Chittapur_ICR1_INV2_SMB1_S5 | PV Module String | Chittapur_ICR1_INV2_SMB1 |  |  |  |  | 42 | Main Inventory | In Operation | [15 empty] | GESCOM | HSEPL | Clean Solar Power Tumkur Private Limited | Skyfri |  |  |  | 0.062833
Chittapur | Chittapur_ICR1 | String | Chittapur_ICR1_INV2_SMB1_S6 | PV Module String | Chittapur_ICR1_INV2_SMB1 |  |  |  |  | 42 | Main Inventory | In Operation | [15 empty] | GESCOM | HSEPL | Clean Solar Power Tumkur Private Limited | Skyfri |  |  |  | 0.062833
Chittapur | Chittapur_ICR1 | String | Chittapur_ICR1_INV2_SMB1_S7 | PV Module String | Chittapur_ICR1_INV2_SMB1 |  |  |  |  | 42 | Main Inventory | In Operation | [15 empty] | GESCOM | HSEPL | Clean Solar Power Tumkur Private Limited | Skyfri |  |  |  | 0.062833
Chittapur | Chittapur_ICR1 | String | Chittapur_ICR1_INV2_SMB1_S8 | PV Module String | Chittapur_ICR1_INV2_SMB1 |  |  |  |  | 42 | Main Inventory | In Operation | [15 empty] | GESCOM | HSEPL | Clean Solar Power Tumkur Private Limited | Skyfri |  |  |  | 0.062833
Chittapur | Chittapur_ICR1 | String | Chittapur_ICR1_INV2_SMB1_S9 | PV Module String | Chittapur_ICR1_INV2_SMB1 |  |  |  |  | 42 | Main Inventory | In Operation | [15 empty] | GESCOM | HSEPL | Clean Solar Power Tumkur Private Limited | Skyfri |  |  |  | 0.062833
Chittapur | Chittapur_ICR1 | String | Chittapur_ICR1_INV2_SMB1_S10 | PV Module String | Chittapur_ICR1_INV2_SMB1 |  |  |  |  | 42 | Main Inventory | In Operation | [15 empty] | GESCOM | HSEPL | Clean Solar Power Tumkur Private Limited | Skyfri |  |  |  | 0.062833
Chittapur | Chittapur_ICR1 | String | Chittapur_ICR1_INV2_SMB1_S11 | PV Module String | Chittapur_ICR1_INV2_SMB1 |  |  |  |  | 42 | Main Inventory | In Operation | [15 empty] | GESCOM | HSEPL | Clean Solar Power Tumkur Private Limited | Skyfri |  |  |  | 0.062833
Chittapur | Chittapur_ICR1 | String | Chittapur_ICR1_INV2_SMB1_S12 | PV Module String | Chittapur_ICR1_INV2_SMB1 |  |  |  |  | 42 | Main Inventory | In Operation | [15 empty] | GESCOM | HSEPL | Clean Solar Power Tumkur Private Limited | Skyfri |  |  |  | 0.062833
Chittapur | Chittapur_ICR1 | String | Chittapur_ICR1_INV2_SMB2_S1 | PV Module String | Chittapur_ICR1_INV2_SMB2 |  |  |  |  | 42 | Main Inventory | In Operation | [15 empty] | GESCOM | HSEPL | Clean Solar Power Tumkur Private Limited | Skyfri |  |  |  | 0.062833
Chittapur | Chittapur_ICR1 | String | Chittapur_ICR1_INV2_SMB2_S2 | PV Module String | Chittapur_ICR1_INV2_SMB2 |  |  |  |  | 42 | Main Inventory | In Operation | [15 empty] | GESCOM | HSEPL | Clean Solar Power Tumkur Private Limited | Skyfri |  |  |  | 0.062833
Chittapur | Chittapur_ICR1 | String | Chittapur_ICR1_INV2_SMB2_S3 | PV Module String | Chittapur_ICR1_INV2_SMB2 |  |  |  |  | 42 | Main Inventory | In Operation | [15 empty] | GESCOM | HSEPL | Clean Solar Power Tumkur Private Limited | Skyfri |  |  |  | 0.062833
Chittapur | Chittapur_ICR1 | String | Chittapur_ICR1_INV2_SMB2_S4 | PV Module String | Chittapur_ICR1_INV2_SMB2 |  |  |  |  | 42 | Main Inventory | In Operation | [15 empty] | GESCOM | HSEPL | Clean Solar Power Tumkur Private Limited | Skyfri |  |  |  | 0.062833
Chittapur | Chittapur_ICR1 | String | Chittapur_ICR1_INV2_SMB2_S5 | PV Module String | Chittapur_ICR1_INV2_SMB2 |  |  |  |  | 42 | Main Inventory | In Operation | [15 empty] | GESCOM | HSEPL | Clean Solar Power Tumkur Private Limited | Skyfri |  |  |  | 0.062833
Chittapur | Chittapur_ICR1 | String | Chittapur_ICR1_INV2_SMB2_S6 | PV Module String | Chittapur_ICR1_INV2_SMB2 |  |  |  |  | 42 | Main Inventory | In Operation | [15 empty] | GESCOM | HSEPL | Clean Solar Power Tumkur Private Limited | Skyfri |  |  |  | 0.062833
Chittapur | Chittapur_ICR1 | String | Chittapur_ICR1_INV2_SMB2_S7 | PV Module String | Chittapur_ICR1_INV2_SMB2 |  |  |  |  | 42 | Main Inventory | In Operation | [15 empty] | GESCOM | HSEPL | Clean Solar Power Tumkur Private Limited | Skyfri |  |  |  | 0.062833
Chittapur | Chittapur_ICR1 | String | Chittapur_ICR1_INV2_SMB2_S8 | PV Module String | Chittapur_ICR1_INV2_SMB2 |  |  |  |  | 42 | Main Inventory | In Operation | [15 empty] | GESCOM | HSEPL | Clean Solar Power Tumkur Private Limited | Skyfri |  |  |  | 0.062833
Chittapur | Chittapur_ICR1 | String | Chittapur_ICR1_INV2_SMB2_S9 | PV Module String | Chittapur_ICR1_INV2_SMB2 |  |  |  |  | 42 | Main Inventory | In Operation | [15 empty] | GESCOM | HSEPL | Clean Solar Power Tumkur Private Limited | Skyfri |  |  |  | 0.062833
Chittapur | Chittapur_ICR1 | String | Chittapur_ICR1_INV2_SMB2_S10 | PV Module String | Chittapur_ICR1_INV2_SMB2 |  |  |  |  | 42 | Main Inventory | In Operation | [15 empty] | GESCOM | HSEPL | Clean Solar Power Tumkur Private Limited | Skyfri |  |  |  | 0.062833
Chittapur | Chittapur_ICR1 | String | Chittapur_ICR1_INV2_SMB2_S11 | PV Module String | Chittapur_ICR1_INV2_SMB2 |  |  |  |  | 42 | Main Inventory | In Operation | [15 empty] | GESCOM | HSEPL | Clean Solar Power Tumkur Private Limited | Skyfri |  |  |  | 0.062833
Chittapur | Chittapur_ICR1 | String | Chittapur_ICR1_INV2_SMB2_S12 | PV Module String | Chittapur_ICR1_INV2_SMB2 |  |  |  |  | 42 | Main Inventory | In Operation | [15 empty] | GESCOM | HSEPL | Clean Solar Power Tumkur Private Limited | Skyfri |  |  |  | 0.062833
Chittapur | Chittapur_ICR1 | String | Chittapur_ICR1_INV2_SMB3_S1 | PV Module String | Chittapur_ICR1_INV2_SMB3 |  |  |  |  | 42 | Main Inventory | In Operation | [15 empty] | GESCOM | HSEPL | Clean Solar Power Tumkur Private Limited | Skyfri |  |  |  | 0.062833
Chittapur | Chittapur_ICR1 | String | Chittapur_ICR1_INV2_SMB3_S2 | PV Module String | Chittapur_ICR1_INV2_SMB3 |  |  |  |  | 42 | Main Inventory | In Operation | [15 empty] | GESCOM | HSEPL | Clean Solar Power Tumkur Private Limited | Skyfri |  |  |  | 0.062833
Chittapur | Chittapur_ICR1 | String | Chittapur_ICR1_INV2_SMB3_S3 | PV Module String | Chittapur_ICR1_INV2_SMB3 |  |  |  |  | 42 | Main Inventory | In Operation | [15 empty] | GESCOM | HSEPL | Clean Solar Power Tumkur Private Limited | Skyfri |  |  |  | 0.062833
Chittapur | Chittapur_ICR1 | String | Chittapur_ICR1_INV2_SMB3_S4 | PV Module String | Chittapur_ICR1_INV2_SMB3 |  |  |  |  | 42 | Main Inventory | In Operation | [15 empty] | GESCOM | HSEPL | Clean Solar Power Tumkur Private Limited | Skyfri |  |  |  | 0.062833
Chittapur | Chittapur_ICR1 | String | Chittapur_ICR1_INV2_SMB3_S5 | PV Module String | Chittapur_ICR1_INV2_SMB3 |  |  |  |  | 42 | Main Inventory | In Operation | [15 empty] | GESCOM | HSEPL | Clean Solar Power Tumkur Private Limited | Skyfri |  |  |  | 0.062833
Chittapur | Chittapur_ICR1 | String | Chittapur_ICR1_INV2_SMB3_S6 | PV Module String | Chittapur_ICR1_INV2_SMB3 |  |  |  |  | 42 | Main Inventory | In Operation | [15 empty] | GESCOM | HSEPL | Clean Solar Power Tumkur Private Limited | Skyfri |  |  |  | 0.062833
Chittapur | Chittapur_ICR1 | String | Chittapur_ICR1_INV2_SMB3_S7 | PV Module String | Chittapur_ICR1_INV2_SMB3 |  |  |  |  | 42 | Main Inventory | In Operation | [15 empty] | GESCOM | HSEPL | Clean Solar Power Tumkur Private Limited | Skyfri |  |  |  | 0.062833
Chittapur | Chittapur_ICR1 | String | Chittapur_ICR1_INV2_SMB3_S8 | PV Module String | Chittapur_ICR1_INV2_SMB3 |  |  |  |  | 42 | Main Inventory | In Operation | [15 empty] | GESCOM | HSEPL | Clean Solar Power Tumkur Private Limited | Skyfri |  |  |  | 0.062833
Chittapur | Chittapur_ICR1 | String | Chittapur_ICR1_INV2_SMB3_S9 | PV Module String | Chittapur_ICR1_INV2_SMB3 |  |  |  |  | 42 | Main Inventory | In Operation | [15 empty] | GESCOM | HSEPL | Clean Solar Power Tumkur Private Limited | Skyfri |  |  |  | 0.062833
Chittapur | Chittapur_ICR1 | String | Chittapur_ICR1_INV2_SMB3_S10 | PV Module String | Chittapur_ICR1_INV2_SMB3 |  |  |  |  | 42 | Main Inventory | In Operation | [15 empty] | GESCOM | HSEPL | Clean Solar Power Tumkur Private Limited | Skyfri |  |  |  | 0.062833
Chittapur | Chittapur_ICR1 | String | Chittapur_ICR1_INV2_SMB3_S11 | PV Module String | Chittapur_ICR1_INV2_SMB3 |  |  |  |  | 42 | Main Inventory | In Operation | [15 empty] | GESCOM | HSEPL | Clean Solar Power Tumkur Private Limited | Skyfri |  |  |  | 0.062833
Chittapur | Chittapur_ICR1 | String | Chittapur_ICR1_INV2_SMB3_S12 | PV Module String | Chittapur_ICR1_INV2_SMB3 |  |  |  |  | 42 | Main Inventory | In Operation | [15 empty] | GESCOM | HSEPL | Clean Solar Power Tumkur Private Limited | Skyfri |  |  |  | 0.062833
Chittapur | Chittapur_ICR1 | String | Chittapur_ICR1_INV2_SMB4_S1 | PV Module String | Chittapur_ICR1_INV2_SMB4 |  |  |  |  | 42 | Main Inventory | In Operation | [15 empty] | GESCOM | HSEPL | Clean Solar Power Tumkur Private Limited | Skyfri |  |  |  | 0.062833
Chittapur | Chittapur_ICR1 | String | Chittapur_ICR1_INV2_SMB4_S2 | PV Module String | Chittapur_ICR1_INV2_SMB4 |  |  |  |  | 42 | Main Inventory | In Operation | [15 empty] | GESCOM | HSEPL | Clean Solar Power Tumkur Private Limited | Skyfri |  |  |  | 0.062833
Chittapur | Chittapur_ICR1 | String | Chittapur_ICR1_INV2_SMB4_S3 | PV Module String | Chittapur_ICR1_INV2_SMB4 |  |  |  |  | 42 | Main Inventory | In Operation | [15 empty] | GESCOM | HSEPL | Clean Solar Power Tumkur Private Limited | Skyfri |  |  |  | 0.062833
Chittapur | Chittapur_ICR1 | String | Chittapur_ICR1_INV2_SMB4_S4 | PV Module String | Chittapur_ICR1_INV2_SMB4 |  |  |  |  | 42 | Main Inventory | In Operation | [15 empty] | GESCOM | HSEPL | Clean Solar Power Tumkur Private Limited | Skyfri |  |  |  | 0.062833
Chittapur | Chittapur_ICR1 | String | Chittapur_ICR1_INV2_SMB4_S5 | PV Module String | Chittapur_ICR1_INV2_SMB4 |  |  |  |  | 42 | Main Inventory | In Operation | [15 empty] | GESCOM | HSEPL | Clean Solar Power Tumkur Private Limited | Skyfri |  |  |  | 0.062833
Chittapur | Chittapur_ICR1 | String | Chittapur_ICR1_INV2_SMB4_S6 | PV Module String | Chittapur_ICR1_INV2_SMB4 |  |  |  |  | 42 | Main Inventory | In Operation | [15 empty] | GESCOM | HSEPL | Clean Solar Power Tumkur Private Limited | Skyfri |  |  |  | 0.062833
Chittapur | Chittapur_ICR1 | String | Chittapur_ICR1_INV2_SMB4_S7 | PV Module String | Chittapur_ICR1_INV2_SMB4 |  |  |  |  | 42 | Main Inventory | In Operation | [15 empty] | GESCOM | HSEPL | Clean Solar Power Tumkur Private Limited | Skyfri |  |  |  | 0.062833
Chittapur | Chittapur_ICR1 | String | Chittapur_ICR1_INV2_SMB4_S8 | PV Module String | Chittapur_ICR1_INV2_SMB4 |  |  |  |  | 42 | Main Inventory | In Operation | [15 empty] | GESCOM | HSEPL | Clean Solar Power Tumkur Private Limited | Skyfri |  |  |  | 0.062833
Chittapur | Chittapur_ICR1 | String | Chittapur_ICR1_INV2_SMB4_S9 | PV Module String | Chittapur_ICR1_INV2_SMB4 |  |  |  |  | 42 | Main Inventory | In Operation | [15 empty] | GESCOM | HSEPL | Clean Solar Power Tumkur Private Limited | Skyfri |  |  |  | 0.062833
Chittapur | Chittapur_ICR1 | String | Chittapur_ICR1_INV2_SMB4_S10 | PV Module String | Chittapur_ICR1_INV2_SMB4 |  |  |  |  | 42 | Main Inventory | In Operation | [15 empty] | GESCOM | HSEPL | Clean Solar Power Tumkur Private Limited | Skyfri |  |  |  | 0.062833
Chittapur | Chittapur_ICR1 | String | Chittapur_ICR1_INV2_SMB4_S11 | PV Module String | Chittapur_ICR1_INV2_SMB4 |  |  |  |  | 42 | Main Inventory | In Operation | [15 empty] | GESCOM | HSEPL | Clean Solar Power Tumkur Private Limited | Skyfri |  |  |  | 0.062833
Chittapur | Chittapur_ICR1 | String | Chittapur_ICR1_INV2_SMB4_S12 | PV Module String | Chittapur_ICR1_INV2_SMB4 |  |  |  |  | 42 | Main Inventory | In Operation | [15 empty] | GESCOM | HSEPL | Clean Solar Power Tumkur Private Limited | Skyfri |  |  |  | 0.062833
Chittapur | Chittapur_ICR1 | String | Chittapur_ICR1_INV2_SMB5_S1 | PV Module String | Chittapur_ICR1_INV2_SMB5 |  |  |  |  | 42 | Main Inventory | In Operation | [15 empty] | GESCOM | HSEPL | Clean Solar Power Tumkur Private Limited | Skyfri |  |  |  | 0.062833
Chittapur | Chittapur_ICR1 | String | Chittapur_ICR1_INV2_SMB5_S2 | PV Module String | Chittapur_ICR1_INV2_SMB5 |  |  |  |  | 42 | Main Inventory | In Operation | [15 empty] | GESCOM | HSEPL | Clean Solar Power Tumkur Private Limited | Skyfri |  |  |  | 0.062833
Chittapur | Chittapur_ICR1 | String | Chittapur_ICR1_INV2_SMB5_S3 | PV Module String | Chittapur_ICR1_INV2_SMB5 |  |  |  |  | 42 | Main Inventory | In Operation | [15 empty] | GESCOM | HSEPL | Clean Solar Power Tumkur Private Limited | Skyfri |  |  |  | 0.062833
Chittapur | Chittapur_ICR1 | String | Chittapur_ICR1_INV2_SMB5_S4 | PV Module String | Chittapur_ICR1_INV2_SMB5 |  |  |  |  | 42 | Main Inventory | In Operation | [15 empty] | GESCOM | HSEPL | Clean Solar Power Tumkur Private Limited | Skyfri |  |  |  | 0.062833
Chittapur | Chittapur_ICR1 | String | Chittapur_ICR1_INV2_SMB5_S5 | PV Module String | Chittapur_ICR1_INV2_SMB5 |  |  |  |  | 42 | Main Inventory | In Operation | [15 empty] | GESCOM | HSEPL | Clean Solar Power Tumkur Private Limited | Skyfri |  |  |  | 0.062833
Chittapur | Chittapur_ICR1 | String | Chittapur_ICR1_INV2_SMB5_S6 | PV Module String | Chittapur_ICR1_INV2_SMB5 |  |  |  |  | 42 | Main Inventory | In Operation | [15 empty] | GESCOM | HSEPL | Clean Solar Power Tumkur Private Limited | Skyfri |  |  |  | 0.062833
Chittapur | Chittapur_ICR1 | String | Chittapur_ICR1_INV2_SMB5_S7 | PV Module String | Chittapur_ICR1_INV2_SMB5 |  |  |  |  | 42 | Main Inventory | In Operation | [15 empty] | GESCOM | HSEPL | Clean Solar Power Tumkur Private Limited | Skyfri |  |  |  | 0.062833
Chittapur | Chittapur_ICR1 | String | Chittapur_ICR1_INV2_SMB5_S8 | PV Module String | Chittapur_ICR1_INV2_SMB5 |  |  |  |  | 42 | Main Inventory | In Operation | [15 empty] | GESCOM | HSEPL | Clean Solar Power Tumkur Private Limited | Skyfri |  |  |  | 0.062833
Chittapur | Chittapur_ICR1 | String | Chittapur_ICR1_INV2_SMB5_S9 | PV Module String | Chittapur_ICR1_INV2_SMB5 |  |  |  |  | 42 | Main Inventory | In Operation | [15 empty] | GESCOM | HSEPL | Clean Solar Power Tumkur Private Limited | Skyfri |  |  |  | 0.062833
Chittapur | Chittapur_ICR1 | String | Chittapur_ICR1_INV2_SMB5_S10 | PV Module String | Chittapur_ICR1_INV2_SMB5 |  |  |  |  | 42 | Main Inventory | In Operation | [15 empty] | GESCOM | HSEPL | Clean Solar Power Tumkur Private Limited | Skyfri |  |  |  | 0.062833
Chittapur | Chittapur_ICR1 | String | Chittapur_ICR1_INV2_SMB5_S11 | PV Module String | Chittapur_ICR1_INV2_SMB5 |  |  |  |  | 42 | Main Inventory | In Operation | [15 empty] | GESCOM | HSEPL | Clean Solar Power Tumkur Private Limited | Skyfri |  |  |  | 0.062833
Chittapur | Chittapur_ICR1 | String | Chittapur_ICR1_INV2_SMB5_S12 | PV Module String | Chittapur_ICR1_INV2_SMB5 |  |  |  |  | 42 | Main Inventory | In Operation | [15 empty] | GESCOM | HSEPL | Clean Solar Power Tumkur Private Limited | Skyfri |  |  |  | 0.062833
Chittapur | Chittapur_ICR1 | String | Chittapur_ICR1_INV2_SMB6_S1 | PV Module String | Chittapur_ICR1_INV2_SMB6 |  |  |  |  | 42 | Main Inventory | In Operation | [15 empty] | GESCOM | HSEPL | Clean Solar Power Tumkur Private Limited | Skyfri |  |  |  | 0.062833
Chittapur | Chittapur_ICR1 | String | Chittapur_ICR1_INV2_SMB6_S2 | PV Module String | Chittapur_ICR1_INV2_SMB6 |  |  |  |  | 42 | Main Inventory | In Operation | [15 empty] | GESCOM | HSEPL | Clean Solar Power Tumkur Private Limited | Skyfri |  |  |  | 0.062833
Chittapur | Chittapur_ICR1 | String | Chittapur_ICR1_INV2_SMB6_S3 | PV Module String | Chittapur_ICR1_INV2_SMB6 |  |  |  |  | 42 | Main Inventory | In Operation | [15 empty] | GESCOM | HSEPL | Clean Solar Power Tumkur Private Limited | Skyfri |  |  |  | 0.062833
Chittapur | Chittapur_ICR1 | String | Chittapur_ICR1_INV2_SMB6_S4 | PV Module String | Chittapur_ICR1_INV2_SMB6 |  |  |  |  | 42 | Main Inventory | In Operation | [15 empty] | GESCOM | HSEPL | Clean Solar Power Tumkur Private Limited | Skyfri |  |  |  | 0.062833
Chittapur | Chittapur_ICR1 | String | Chittapur_ICR1_INV2_SMB6_S5 | PV Module String | Chittapur_ICR1_INV2_SMB6 |  |  |  |  | 42 | Main Inventory | In Operation | [15 empty] | GESCOM | HSEPL | Clean Solar Power Tumkur Private Limited | Skyfri |  |  |  | 0.062833
Chittapur | Chittapur_ICR1 | String | Chittapur_ICR1_INV2_SMB6_S6 | PV Module String | Chittapur_ICR1_INV2_SMB6 |  |  |  |  | 42 | Main Inventory | In Operation | [15 empty] | GESCOM | HSEPL | Clean Solar Power Tumkur Private Limited | Skyfri |  |  |  | 0.062833
Chittapur | Chittapur_ICR1 | String | Chittapur_ICR1_INV2_SMB6_S7 | PV Module String | Chittapur_ICR1_INV2_SMB6 |  |  |  |  | 42 | Main Inventory | In Operation | [15 empty] | GESCOM | HSEPL | Clean Solar Power Tumkur Private Limited | Skyfri |  |  |  | 0.062833
Chittapur | Chittapur_ICR1 | String | Chittapur_ICR1_INV2_SMB6_S8 | PV Module String | Chittapur_ICR1_INV2_SMB6 |  |  |  |  | 42 | Main Inventory | In Operation | [15 empty] | GESCOM | HSEPL | Clean Solar Power Tumkur Private Limited | Skyfri |  |  |  | 0.062833
Chittapur | Chittapur_ICR1 | String | Chittapur_ICR1_INV2_SMB6_S9 | PV Module String | Chittapur_ICR1_INV2_SMB6 |  |  |  |  | 42 | Main Inventory | In Operation | [15 empty] | GESCOM | HSEPL | Clean Solar Power Tumkur Private Limited | Skyfri |  |  |  | 0.062833
Chittapur | Chittapur_ICR1 | String | Chittapur_ICR1_INV2_SMB6_S10 | PV Module String | Chittapur_ICR1_INV2_SMB6 |  |  |  |  | 42 | Main Inventory | In Operation | [15 empty] | GESCOM | HSEPL | Clean Solar Power Tumkur Private Limited | Skyfri |  |  |  | 0.062833
Chittapur | Chittapur_ICR1 | String | Chittapur_ICR1_INV2_SMB6_S11 | PV Module String | Chittapur_ICR1_INV2_SMB6 |  |  |  |  | 42 | Main Inventory | In Operation | [15 empty] | GESCOM | HSEPL | Clean Solar Power Tumkur Private Limited | Skyfri |  |  |  | 0.062833
Chittapur | Chittapur_ICR1 | String | Chittapur_ICR1_INV2_SMB6_S12 | PV Module String | Chittapur_ICR1_INV2_SMB6 |  |  |  |  | 42 | Main Inventory | In Operation | [15 empty] | GESCOM | HSEPL | Clean Solar Power Tumkur Private Limited | Skyfri |  |  |  | 0.062833
Chittapur | Chittapur_ICR1 | String | Chittapur_ICR1_INV2_SMB7_S1 | PV Module String | Chittapur_ICR1_INV2_SMB7 |  |  |  |  | 42 | Main Inventory | In Operation | [15 empty] | GESCOM | HSEPL | Clean Solar Power Tumkur Private Limited | Skyfri |  |  |  | 0.062833
Chittapur | Chittapur_ICR1 | String | Chittapur_ICR1_INV2_SMB7_S2 | PV Module String | Chittapur_ICR1_INV2_SMB7 |  |  |  |  | 42 | Main Inventory | In Operation | [15 empty] | GESCOM | HSEPL | Clean Solar Power Tumkur Private Limited | Skyfri |  |  |  | 0.062833
Chittapur | Chittapur_ICR1 | String | Chittapur_ICR1_INV2_SMB7_S3 | PV Module String | Chittapur_ICR1_INV2_SMB7 |  |  |  |  | 42 | Main Inventory | In Operation | [15 empty] | GESCOM | HSEPL | Clean Solar Power Tumkur Private Limited | Skyfri |  |  |  | 0.062833
Chittapur | Chittapur_ICR1 | String | Chittapur_ICR1_INV2_SMB7_S4 | PV Module String | Chittapur_ICR1_INV2_SMB7 |  |  |  |  | 42 | Main Inventory | In Operation | [15 empty] | GESCOM | HSEPL | Clean Solar Power Tumkur Private Limited | Skyfri |  |  |  | 0.062833
Chittapur | Chittapur_ICR1 | String | Chittapur_ICR1_INV2_SMB7_S5 | PV Module String | Chittapur_ICR1_INV2_SMB7 |  |  |  |  | 42 | Main Inventory | In Operation | [15 empty] | GESCOM | HSEPL | Clean Solar Power Tumkur Private Limited | Skyfri |  |  |  | 0.062833
Chittapur | Chittapur_ICR1 | String | Chittapur_ICR1_INV2_SMB7_S6 | PV Module String | Chittapur_ICR1_INV2_SMB7 |  |  |  |  | 42 | Main Inventory | In Operation | [15 empty] | GESCOM | HSEPL | Clean Solar Power Tumkur Private Limited | Skyfri |  |  |  | 0.062833
Chittapur | Chittapur_ICR1 | String | Chittapur_ICR1_INV2_SMB7_S7 | PV Module String | Chittapur_ICR1_INV2_SMB7 |  |  |  |  | 42 | Main Inventory | In Operation | [15 empty] | GESCOM | HSEPL | Clean Solar Power Tumkur Private Limited | Skyfri |  |  |  | 0.062833
Chittapur | Chittapur_ICR1 | String | Chittapur_ICR1_INV2_SMB7_S8 | PV Module String | Chittapur_ICR1_INV2_SMB7 |  |  |  |  | 42 | Main Inventory | In Operation | [15 empty] | GESCOM | HSEPL | Clean Solar Power Tumkur Private Limited | Skyfri |  |  |  | 0.062833
Chittapur | Chittapur_ICR1 | String | Chittapur_ICR1_INV2_SMB7_S9 | PV Module String | Chittapur_ICR1_INV2_SMB7 |  |  |  |  | 42 | Main Inventory | In Operation | [15 empty] | GESCOM | HSEPL | Clean Solar Power Tumkur Private Limited | Skyfri |  |  |  | 0.062833
Chittapur | Chittapur_ICR1 | String | Chittapur_ICR1_INV2_SMB7_S10 | PV Module String | Chittapur_ICR1_INV2_SMB7 |  |  |  |  | 42 | Main Inventory | In Operation | [15 empty] | GESCOM | HSEPL | Clean Solar Power Tumkur Private Limited | Skyfri |  |  |  | 0.062833
Chittapur | Chittapur_ICR1 | String | Chittapur_ICR1_INV2_SMB7_S11 | PV Module String | Chittapur_ICR1_INV2_SMB7 |  |  |  |  | 42 | Main Inventory | In Operation | [15 empty] | GESCOM | HSEPL | Clean Solar Power Tumkur Private Limited | Skyfri |  |  |  | 0.062833
Chittapur | Chittapur_ICR1 | String | Chittapur_ICR1_INV2_SMB7_S12 | PV Module String | Chittapur_ICR1_INV2_SMB7 |  |  |  |  | 42 | Main Inventory | In Operation | [15 empty] | GESCOM | HSEPL | Clean Solar Power Tumkur Private Limited | Skyfri |  |  |  | 0.062833
Chittapur | Chittapur_ICR1 | String | Chittapur_ICR1_INV3_SMB1_S1 | PV Module String | Chittapur_ICR1_INV3_SMB1 |  |  |  |  | 42 | Main Inventory | In Operation | [15 empty] | GESCOM | HSEPL | Clean Solar Power Tumkur Private Limited | Skyfri |  |  |  | 0.062833
Chittapur | Chittapur_ICR1 | String | Chittapur_ICR1_INV3_SMB1_S2 | PV Module String | Chittapur_ICR1_INV3_SMB1 |  |  |  |  | 42 | Main Inventory | In Operation | [15 empty] | GESCOM | HSEPL | Clean Solar Power Tumkur Private Limited | Skyfri |  |  |  | 0.062833
Chittapur | Chittapur_ICR1 | String | Chittapur_ICR1_INV3_SMB1_S3 | PV Module String | Chittapur_ICR1_INV3_SMB1 |  |  |  |  | 42 | Main Inventory | In Operation | [15 empty] | GESCOM | HSEPL | Clean Solar Power Tumkur Private Limited | Skyfri |  |  |  | 0.062833
Chittapur | Chittapur_ICR1 | String | Chittapur_ICR1_INV3_SMB1_S4 | PV Module String | Chittapur_ICR1_INV3_SMB1 |  |  |  |  | 42 | Main Inventory | In Operation | [15 empty] | GESCOM | HSEPL | Clean Solar Power Tumkur Private Limited | Skyfri |  |  |  | 0.062833
Chittapur | Chittapur_ICR1 | String | Chittapur_ICR1_INV3_SMB1_S5 | PV Module String | Chittapur_ICR1_INV3_SMB1 |  |  |  |  | 42 | Main Inventory | In Operation | [15 empty] | GESCOM | HSEPL | Clean Solar Power Tumkur Private Limited | Skyfri |  |  |  | 0.062833
Chittapur | Chittapur_ICR1 | String | Chittapur_ICR1_INV3_SMB1_S6 | PV Module String | Chittapur_ICR1_INV3_SMB1 |  |  |  |  | 42 | Main Inventory | In Operation | [15 empty] | GESCOM | HSEPL | Clean Solar Power Tumkur Private Limited | Skyfri |  |  |  | 0.062833
Chittapur | Chittapur_ICR1 | String | Chittapur_ICR1_INV3_SMB1_S7 | PV Module String | Chittapur_ICR1_INV3_SMB1 |  |  |  |  | 42 | Main Inventory | In Operation | [15 empty] | GESCOM | HSEPL | Clean Solar Power Tumkur Private Limited | Skyfri |  |  |  | 0.062833
Chittapur | Chittapur_ICR1 | String | Chittapur_ICR1_INV3_SMB1_S8 | PV Module String | Chittapur_ICR1_INV3_SMB1 |  |  |  |  | 42 | Main Inventory | In Operation | [15 empty] | GESCOM | HSEPL | Clean Solar Power Tumkur Private Limited | Skyfri |  |  |  | 0.062833
Chittapur | Chittapur_ICR1 | String | Chittapur_ICR1_INV3_SMB1_S9 | PV Module String | Chittapur_ICR1_INV3_SMB1 |  |  |  |  | 42 | Main Inventory | In Operation | [15 empty] | GESCOM | HSEPL | Clean Solar Power Tumkur Private Limited | Skyfri |  |  |  | 0.062833
Chittapur | Chittapur_ICR1 | String | Chittapur_ICR1_INV3_SMB1_S10 | PV Module String | Chittapur_ICR1_INV3_SMB1 |  |  |  |  | 42 | Main Inventory | In Operation | [15 empty] | GESCOM | HSEPL | Clean Solar Power Tumkur Private Limited | Skyfri |  |  |  | 0.062833
Chittapur | Chittapur_ICR1 | String | Chittapur_ICR1_INV3_SMB1_S11 | PV Module String | Chittapur_ICR1_INV3_SMB1 |  |  |  |  | 42 | Main Inventory | In Operation | [15 empty] | GESCOM | HSEPL | Clean Solar Power Tumkur Private Limited | Skyfri |  |  |  | 0.062833
Chittapur | Chittapur_ICR1 | String | Chittapur_ICR1_INV3_SMB1_S12 | PV Module String | Chittapur_ICR1_INV3_SMB1 |  |  |  |  | 42 | Main Inventory | In Operation | [15 empty] | GESCOM | HSEPL | Clean Solar Power Tumkur Private Limited | Skyfri |  |  |  | 0.062833
Chittapur | Chittapur_ICR1 | String | Chittapur_ICR1_INV3_SMB2_S1 | PV Module String | Chittapur_ICR1_INV3_SMB2 |  |  |  |  | 42 | Main Inventory | In Operation | [15 empty] | GESCOM | HSEPL | Clean Solar Power Tumkur Private Limited | Skyfri |  |  |  | 0.062833
Chittapur | Chittapur_ICR1 | String | Chittapur_ICR1_INV3_SMB2_S2 | PV Module String | Chittapur_ICR1_INV3_SMB2 |  |  |  |  | 42 | Main Inventory | In Operation | [15 empty] | GESCOM | HSEPL | Clean Solar Power Tumkur Private Limited | Skyfri |  |  |  | 0.062833
Chittapur | Chittapur_ICR1 | String | Chittapur_ICR1_INV3_SMB2_S3 | PV Module String | Chittapur_ICR1_INV3_SMB2 |  |  |  |  | 42 | Main Inventory | In Operation | [15 empty] | GESCOM | HSEPL | Clean Solar Power Tumkur Private Limited | Skyfri |  |  |  | 0.062833
Chittapur | Chittapur_ICR1 | String | Chittapur_ICR1_INV3_SMB2_S4 | PV Module String | Chittapur_ICR1_INV3_SMB2 |  |  |  |  | 42 | Main Inventory | In Operation | [15 empty] | GESCOM | HSEPL | Clean Solar Power Tumkur Private Limited | Skyfri |  |  |  | 0.062833
Chittapur | Chittapur_ICR1 | String | Chittapur_ICR1_INV3_SMB2_S5 | PV Module String | Chittapur_ICR1_INV3_SMB2 |  |  |  |  | 42 | Main Inventory | In Operation | [15 empty] | GESCOM | HSEPL | Clean Solar Power Tumkur Private Limited | Skyfri |  |  |  | 0.062833
Chittapur | Chittapur_ICR1 | String | Chittapur_ICR1_INV3_SMB2_S6 | PV Module String | Chittapur_ICR1_INV3_SMB2 |  |  |  |  | 42 | Main Inventory | In Operation | [15 empty] | GESCOM | HSEPL | Clean Solar Power Tumkur Private Limited | Skyfri |  |  |  | 0.062833
Chittapur | Chittapur_ICR1 | String | Chittapur_ICR1_INV3_SMB2_S7 | PV Module String | Chittapur_ICR1_INV3_SMB2 |  |  |  |  | 42 | Main Inventory | In Operation | [15 empty] | GESCOM | HSEPL | Clean Solar Power Tumkur Private Limited | Skyfri |  |  |  | 0.062833
Chittapur | Chittapur_ICR1 | String | Chittapur_ICR1_INV3_SMB2_S8 | PV Module String | Chittapur_ICR1_INV3_SMB2 |  |  |  |  | 42 | Main Inventory | In Operation | [15 empty] | GESCOM | HSEPL | Clean Solar Power Tumkur Private Limited | Skyfri |  |  |  | 0.062833
Chittapur | Chittapur_ICR1 | String | Chittapur_ICR1_INV3_SMB2_S9 | PV Module String | Chittapur_ICR1_INV3_SMB2 |  |  |  |  | 42 | Main Inventory | In Operation | [15 empty] | GESCOM | HSEPL | Clean Solar Power Tumkur Private Limited | Skyfri |  |  |  | 0.062833
Chittapur | Chittapur_ICR1 | String | Chittapur_ICR1_INV3_SMB2_S10 | PV Module String | Chittapur_ICR1_INV3_SMB2 |  |  |  |  | 42 | Main Inventory | In Operation | [15 empty] | GESCOM | HSEPL | Clean Solar Power Tumkur Private Limited | Skyfri |  |  |  | 0.062833
Chittapur | Chittapur_ICR1 | String | Chittapur_ICR1_INV3_SMB2_S11 | PV Module String | Chittapur_ICR1_INV3_SMB2 |  |  |  |  | 42 | Main Inventory | In Operation | [15 empty] | GESCOM | HSEPL | Clean Solar Power Tumkur Private Limited | Skyfri |  |  |  | 0.062833
Chittapur | Chittapur_ICR1 | String | Chittapur_ICR1_INV3_SMB2_S12 | PV Module String | Chittapur_ICR1_INV3_SMB2 |  |  |  |  | 42 | Main Inventory | In Operation | [15 empty] | GESCOM | HSEPL | Clean Solar Power Tumkur Private Limited | Skyfri |  |  |  | 0.062833
Chittapur | Chittapur_ICR1 | String | Chittapur_ICR1_INV3_SMB3_S1 | PV Module String | Chittapur_ICR1_INV3_SMB3 |  |  |  |  | 42 | Main Inventory | In Operation | [15 empty] | GESCOM | HSEPL | Clean Solar Power Tumkur Private Limited | Skyfri |  |  |  | 0.062833
Chittapur | Chittapur_ICR1 | String | Chittapur_ICR1_INV3_SMB3_S2 | PV Module String | Chittapur_ICR1_INV3_SMB3 |  |  |  |  | 42 | Main Inventory | In Operation | [15 empty] | GESCOM | HSEPL | Clean Solar Power Tumkur Private Limited | Skyfri |  |  |  | 0.062833
Chittapur | Chittapur_ICR1 | String | Chittapur_ICR1_INV3_SMB3_S3 | PV Module String | Chittapur_ICR1_INV3_SMB3 |  |  |  |  | 42 | Main Inventory | In Operation | [15 empty] | GESCOM | HSEPL | Clean Solar Power Tumkur Private Limited | Skyfri |  |  |  | 0.062833
Chittapur | Chittapur_ICR1 | String | Chittapur_ICR1_INV3_SMB3_S4 | PV Module String | Chittapur_ICR1_INV3_SMB3 |  |  |  |  | 42 | Main Inventory | In Operation | [15 empty] | GESCOM | HSEPL | Clean Solar Power Tumkur Private Limited | Skyfri |  |  |  | 0.062833
Chittapur | Chittapur_ICR1 | String | Chittapur_ICR1_INV3_SMB3_S5 | PV Module String | Chittapur_ICR1_INV3_SMB3 |  |  |  |  | 42 | Main Inventory | In Operation | [15 empty] | GESCOM | HSEPL | Clean Solar Power Tumkur Private Limited | Skyfri |  |  |  | 0.062833
Chittapur | Chittapur_ICR1 | String | Chittapur_ICR1_INV3_SMB3_S6 | PV Module String | Chittapur_ICR1_INV3_SMB3 |  |  |  |  | 42 | Main Inventory | In Operation | [15 empty] | GESCOM | HSEPL | Clean Solar Power Tumkur Private Limited | Skyfri |  |  |  | 0.062833
Chittapur | Chittapur_ICR1 | String | Chittapur_ICR1_INV3_SMB3_S7 | PV Module String | Chittapur_ICR1_INV3_SMB3 |  |  |  |  | 42 | Main Inventory | In Operation | [15 empty] | GESCOM | HSEPL | Clean Solar Power Tumkur Private Limited | Skyfri |  |  |  | 0.062833
Chittapur | Chittapur_ICR1 | String | Chittapur_ICR1_INV3_SMB3_S8 | PV Module String | Chittapur_ICR1_INV3_SMB3 |  |  |  |  | 42 | Main Inventory | In Operation | [15 empty] | GESCOM | HSEPL | Clean Solar Power Tumkur Private Limited | Skyfri |  |  |  | 0.062833
Chittapur | Chittapur_ICR1 | String | Chittapur_ICR1_INV3_SMB4_S1 | PV Module String | Chittapur_ICR1_INV3_SMB4 |  |  |  |  | 42 | Main Inventory | In Operation | [15 empty] | GESCOM | HSEPL | Clean Solar Power Tumkur Private Limited | Skyfri |  |  |  | 0.062833
Chittapur | Chittapur_ICR1 | String | Chittapur_ICR1_INV3_SMB4_S2 | PV Module String | Chittapur_ICR1_INV3_SMB4 |  |  |  |  | 42 | Main Inventory | In Operation | [15 empty] | GESCOM | HSEPL | Clean Solar Power Tumkur Private Limited | Skyfri |  |  |  | 0.062833
Chittapur | Chittapur_ICR1 | String | Chittapur_ICR1_INV3_SMB4_S3 | PV Module String | Chittapur_ICR1_INV3_SMB4 |  |  |  |  | 42 | Main Inventory | In Operation | [15 empty] | GESCOM | HSEPL | Clean Solar Power Tumkur Private Limited | Skyfri |  |  |  | 0.062833
Chittapur | Chittapur_ICR1 | String | Chittapur_ICR1_INV3_SMB4_S4 | PV Module String | Chittapur_ICR1_INV3_SMB4 |  |  |  |  | 42 | Main Inventory | In Operation | [15 empty] | GESCOM | HSEPL | Clean Solar Power Tumkur Private Limited | Skyfri |  |  |  | 0.062833
Chittapur | Chittapur_ICR1 | String | Chittapur_ICR1_INV3_SMB4_S5 | PV Module String | Chittapur_ICR1_INV3_SMB4 |  |  |  |  | 42 | Main Inventory | In Operation | [15 empty] | GESCOM | HSEPL | Clean Solar Power Tumkur Private Limited | Skyfri |  |  |  | 0.062833
Chittapur | Chittapur_ICR1 | String | Chittapur_ICR1_INV3_SMB4_S6 | PV Module String | Chittapur_ICR1_INV3_SMB4 |  |  |  |  | 42 | Main Inventory | In Operation | [15 empty] | GESCOM | HSEPL | Clean Solar Power Tumkur Private Limited | Skyfri |  |  |  | 0.062833
Chittapur | Chittapur_ICR1 | String | Chittapur_ICR1_INV3_SMB4_S7 | PV Module String | Chittapur_ICR1_INV3_SMB4 |  |  |  |  | 42 | Main Inventory | In Operation | [15 empty] | GESCOM | HSEPL | Clean Solar Power Tumkur Private Limited | Skyfri |  |  |  | 0.062833
Chittapur | Chittapur_ICR1 | String | Chittapur_ICR1_INV3_SMB4_S8 | PV Module String | Chittapur_ICR1_INV3_SMB4 |  |  |  |  | 42 | Main Inventory | In Operation | [15 empty] | GESCOM | HSEPL | Clean Solar Power Tumkur Private Limited | Skyfri |  |  |  | 0.062833
Chittapur | Chittapur_ICR1 | String | Chittapur_ICR1_INV3_SMB4_S9 | PV Module String | Chittapur_ICR1_INV3_SMB4 |  |  |  |  | 42 | Main Inventory | In Operation | [15 empty] | GESCOM | HSEPL | Clean Solar Power Tumkur Private Limited | Skyfri |  |  |  | 0.062833
Chittapur | Chittapur_ICR1 | String | Chittapur_ICR1_INV3_SMB4_S10 | PV Module String | Chittapur_ICR1_INV3_SMB4 |  |  |  |  | 42 | Main Inventory | In Operation | [15 empty] | GESCOM | HSEPL | Clean Solar Power Tumkur Private Limited | Skyfri |  |  |  | 0.062833
Chittapur | Chittapur_ICR1 | String | Chittapur_ICR1_INV3_SMB4_S11 | PV Module String | Chittapur_ICR1_INV3_SMB4 |  |  |  |  | 42 | Main Inventory | In Operation | [15 empty] | GESCOM | HSEPL | Clean Solar Power Tumkur Private Limited | Skyfri |  |  |  | 0.062833
Chittapur | Chittapur_ICR1 | String | Chittapur_ICR1_INV3_SMB4_S12 | PV Module String | Chittapur_ICR1_INV3_SMB4 |  |  |  |  | 42 | Main Inventory | In Operation | [15 empty] | GESCOM | HSEPL | Clean Solar Power Tumkur Private Limited | Skyfri |  |  |  | 0.062833
Chittapur | Chittapur_ICR1 | String | Chittapur_ICR1_INV3_SMB4_S13 | PV Module String | Chittapur_ICR1_INV3_SMB4 |  |  |  |  | 42 | Main Inventory | In Operation | [15 empty] | GESCOM | HSEPL | Clean Solar Power Tumkur Private Limited | Skyfri |  |  |  | 0.062833
Chittapur | Chittapur_ICR1 | String | Chittapur_ICR1_INV3_SMB4_S14 | PV Module String | Chittapur_ICR1_INV3_SMB4 |  |  |  |  | 42 | Main Inventory | In Operation | [15 empty] | GESCOM | HSEPL | Clean Solar Power Tumkur Private Limited | Skyfri |  |  |  | 0.062833
Chittapur | Chittapur_ICR1 | String | Chittapur_ICR1_INV3_SMB5_S1 | PV Module String | Chittapur_ICR1_INV3_SMB5 |  |  |  |  | 42 | Main Inventory | In Operation | [15 empty] | GESCOM | HSEPL | Clean Solar Power Tumkur Private Limited | Skyfri |  |  |  | 0.062833
Chittapur | Chittapur_ICR1 | String | Chittapur_ICR1_INV3_SMB5_S2 | PV Module String | Chittapur_ICR1_INV3_SMB5 |  |  |  |  | 42 | Main Inventory | In Operation | [15 empty] | GESCOM | HSEPL | Clean Solar Power Tumkur Private Limited | Skyfri |  |  |  | 0.062833
Chittapur | Chittapur_ICR1 | String | Chittapur_ICR1_INV3_SMB5_S3 | PV Module String | Chittapur_ICR1_INV3_SMB5 |  |  |  |  | 42 | Main Inventory | In Operation | [15 empty] | GESCOM | HSEPL | Clean Solar Power Tumkur Private Limited | Skyfri |  |  |  | 0.062833
Chittapur | Chittapur_ICR1 | String | Chittapur_ICR1_INV3_SMB5_S4 | PV Module String | Chittapur_ICR1_INV3_SMB5 |  |  |  |  | 42 | Main Inventory | In Operation | [15 empty] | GESCOM | HSEPL | Clean Solar Power Tumkur Private Limited | Skyfri |  |  |  | 0.062833
Chittapur | Chittapur_ICR1 | String | Chittapur_ICR1_INV3_SMB5_S5 | PV Module String | Chittapur_ICR1_INV3_SMB5 |  |  |  |  | 42 | Main Inventory | In Operation | [15 empty] | GESCOM | HSEPL | Clean Solar Power Tumkur Private Limited | Skyfri |  |  |  | 0.062833
Chittapur | Chittapur_ICR1 | String | Chittapur_ICR1_INV3_SMB5_S6 | PV Module String | Chittapur_ICR1_INV3_SMB5 |  |  |  |  | 42 | Main Inventory | In Operation | [15 empty] | GESCOM | HSEPL | Clean Solar Power Tumkur Private Limited | Skyfri |  |  |  | 0.062833
Chittapur | Chittapur_ICR1 | String | Chittapur_ICR1_INV3_SMB5_S7 | PV Module String | Chittapur_ICR1_INV3_SMB5 |  |  |  |  | 42 | Main Inventory | In Operation | [15 empty] | GESCOM | HSEPL | Clean Solar Power Tumkur Private Limited | Skyfri |  |  |  | 0.062833
Chittapur | Chittapur_ICR1 | String | Chittapur_ICR1_INV3_SMB5_S8 | PV Module String | Chittapur_ICR1_INV3_SMB5 |  |  |  |  | 42 | Main Inventory | In Operation | [15 empty] | GESCOM | HSEPL | Clean Solar Power Tumkur Private Limited | Skyfri |  |  |  | 0.062833
Chittapur | Chittapur_ICR1 | String | Chittapur_ICR1_INV3_SMB5_S9 | PV Module String | Chittapur_ICR1_INV3_SMB5 |  |  |  |  | 42 | Main Inventory | In Operation | [15 empty] | GESCOM | HSEPL | Clean Solar Power Tumkur Private Limited | Skyfri |  |  |  | 0.062833
Chittapur | Chittapur_ICR1 | String | Chittapur_ICR1_INV3_SMB5_S10 | PV Module String | Chittapur_ICR1_INV3_SMB5 |  |  |  |  | 42 | Main Inventory | In Operation | [15 empty] | GESCOM | HSEPL | Clean Solar Power Tumkur Private Limited | Skyfri |  |  |  | 0.062833
Chittapur | Chittapur_ICR1 | String | Chittapur_ICR1_INV3_SMB5_S11 | PV Module String | Chittapur_ICR1_INV3_SMB5 |  |  |  |  | 42 | Main Inventory | In Operation | [15 empty] | GESCOM | HSEPL | Clean Solar Power Tumkur Private Limited | Skyfri |  |  |  | 0.062833
Chittapur | Chittapur_ICR1 | String | Chittapur_ICR1_INV3_SMB5_S12 | PV Module String | Chittapur_ICR1_INV3_SMB5 |  |  |  |  | 42 | Main Inventory | In Operation | [15 empty] | GESCOM | HSEPL | Clean Solar Power Tumkur Private Limited | Skyfri |  |  |  | 0.062833
Chittapur | Chittapur_ICR1 | String | Chittapur_ICR1_INV3_SMB5_S13 | PV Module String | Chittapur_ICR1_INV3_SMB5 |  |  |  |  | 42 | Main Inventory | In Operation | [15 empty] | GESCOM | HSEPL | Clean Solar Power Tumkur Private Limited | Skyfri |  |  |  | 0.062833
Chittapur | Chittapur_ICR1 | String | Chittapur_ICR1_INV3_SMB5_S14 | PV Module String | Chittapur_ICR1_INV3_SMB5 |  |  |  |  | 42 | Main Inventory | In Operation | [15 empty] | GESCOM | HSEPL | Clean Solar Power Tumkur Private Limited | Skyfri |  |  |  | 0.062833
Chittapur | Chittapur_ICR1 | String | Chittapur_ICR1_INV3_SMB6_S1 | PV Module String | Chittapur_ICR1_INV3_SMB6 |  |  |  |  | 42 | Main Inventory | In Operation | [15 empty] | GESCOM | HSEPL | Clean Solar Power Tumkur Private Limited | Skyfri |  |  |  | 0.062833
Chittapur | Chittapur_ICR1 | String | Chittapur_ICR1_INV3_SMB6_S2 | PV Module String | Chittapur_ICR1_INV3_SMB6 |  |  |  |  | 42 | Main Inventory | In Operation | [15 empty] | GESCOM | HSEPL | Clean Solar Power Tumkur Private Limited | Skyfri |  |  |  | 0.062833
Chittapur | Chittapur_ICR1 | String | Chittapur_ICR1_INV3_SMB6_S3 | PV Module String | Chittapur_ICR1_INV3_SMB6 |  |  |  |  | 42 | Main Inventory | In Operation | [15 empty] | GESCOM | HSEPL | Clean Solar Power Tumkur Private Limited | Skyfri |  |  |  | 0.062833
Chittapur | Chittapur_ICR1 | String | Chittapur_ICR1_INV3_SMB6_S4 | PV Module String | Chittapur_ICR1_INV3_SMB6 |  |  |  |  | 42 | Main Inventory | In Operation | [15 empty] | GESCOM | HSEPL | Clean Solar Power Tumkur Private Limited | Skyfri |  |  |  | 0.062833
Chittapur | Chittapur_ICR1 | String | Chittapur_ICR1_INV3_SMB6_S5 | PV Module String | Chittapur_ICR1_INV3_SMB6 |  |  |  |  | 42 | Main Inventory | In Operation | [15 empty] | GESCOM | HSEPL | Clean Solar Power Tumkur Private Limited | Skyfri |  |  |  | 0.062833
Chittapur | Chittapur_ICR1 | String | Chittapur_ICR1_INV3_SMB6_S6 | PV Module String | Chittapur_ICR1_INV3_SMB6 |  |  |  |  | 42 | Main Inventory | In Operation | [15 empty] | GESCOM | HSEPL | Clean Solar Power Tumkur Private Limited | Skyfri |  |  |  | 0.062833
Chittapur | Chittapur_ICR1 | String | Chittapur_ICR1_INV3_SMB6_S7 | PV Module String | Chittapur_ICR1_INV3_SMB6 |  |  |  |  | 42 | Main Inventory | In Operation | [15 empty] | GESCOM | HSEPL | Clean Solar Power Tumkur Private Limited | Skyfri |  |  |  | 0.062833
Chittapur | Chittapur_ICR1 | String | Chittapur_ICR1_INV3_SMB6_S8 | PV Module String | Chittapur_ICR1_INV3_SMB6 |  |  |  |  | 42 | Main Inventory | In Operation | [15 empty] | GESCOM | HSEPL | Clean Solar Power Tumkur Private Limited | Skyfri |  |  |  | 0.062833
Chittapur | Chittapur_ICR1 | String | Chittapur_ICR1_INV3_SMB6_S9 | PV Module String | Chittapur_ICR1_INV3_SMB6 |  |  |  |  | 42 | Main Inventory | In Operation | [15 empty] | GESCOM | HSEPL | Clean Solar Power Tumkur Private Limited | Skyfri |  |  |  | 0.062833
Chittapur | Chittapur_ICR1 | String | Chittapur_ICR1_INV3_SMB6_S10 | PV Module String | Chittapur_ICR1_INV3_SMB6 |  |  |  |  | 42 | Main Inventory | In Operation | [15 empty] | GESCOM | HSEPL | Clean Solar Power Tumkur Private Limited | Skyfri |  |  |  | 0.062833
Chittapur | Chittapur_ICR1 | String | Chittapur_ICR1_INV3_SMB6_S11 | PV Module String | Chittapur_ICR1_INV3_SMB6 |  |  |  |  | 42 | Main Inventory | In Operation | [15 empty] | GESCOM | HSEPL | Clean Solar Power Tumkur Private Limited | Skyfri |  |  |  | 0.062833
Chittapur | Chittapur_ICR1 | String | Chittapur_ICR1_INV3_SMB6_S12 | PV Module String | Chittapur_ICR1_INV3_SMB6 |  |  |  |  | 42 | Main Inventory | In Operation | [15 empty] | GESCOM | HSEPL | Clean Solar Power Tumkur Private Limited | Skyfri |  |  |  | 0.062833
Chittapur | Chittapur_ICR1 | String | Chittapur_ICR1_INV3_SMB7_S1 | PV Module String | Chittapur_ICR1_INV3_SMB7 |  |  |  |  | 42 | Main Inventory | In Operation | [15 empty] | GESCOM | HSEPL | Clean Solar Power Tumkur Private Limited | Skyfri |  |  |  | 0.062833
Chittapur | Chittapur_ICR1 | String | Chittapur_ICR1_INV3_SMB7_S2 | PV Module String | Chittapur_ICR1_INV3_SMB7 |  |  |  |  | 42 | Main Inventory | In Operation | [15 empty] | GESCOM | HSEPL | Clean Solar Power Tumkur Private Limited | Skyfri |  |  |  | 0.062833
Chittapur | Chittapur_ICR1 | String | Chittapur_ICR1_INV3_SMB7_S3 | PV Module String | Chittapur_ICR1_INV3_SMB7 |  |  |  |  | 42 | Main Inventory | In Operation | [15 empty] | GESCOM | HSEPL | Clean Solar Power Tumkur Private Limited | Skyfri |  |  |  | 0.062833
Chittapur | Chittapur_ICR1 | String | Chittapur_ICR1_INV3_SMB7_S4 | PV Module String | Chittapur_ICR1_INV3_SMB7 |  |  |  |  | 42 | Main Inventory | In Operation | [15 empty] | GESCOM | HSEPL | Clean Solar Power Tumkur Private Limited | Skyfri |  |  |  | 0.062833
Chittapur | Chittapur_ICR1 | String | Chittapur_ICR1_INV3_SMB7_S5 | PV Module String | Chittapur_ICR1_INV3_SMB7 |  |  |  |  | 42 | Main Inventory | In Operation | [15 empty] | GESCOM | HSEPL | Clean Solar Power Tumkur Private Limited | Skyfri |  |  |  | 0.062833
Chittapur | Chittapur_ICR1 | String | Chittapur_ICR1_INV3_SMB7_S6 | PV Module String | Chittapur_ICR1_INV3_SMB7 |  |  |  |  | 42 | Main Inventory | In Operation | [15 empty] | GESCOM | HSEPL | Clean Solar Power Tumkur Private Limited | Skyfri |  |  |  | 0.062833
Chittapur | Chittapur_ICR1 | String | Chittapur_ICR1_INV3_SMB7_S7 | PV Module String | Chittapur_ICR1_INV3_SMB7 |  |  |  |  | 42 | Main Inventory | In Operation | [15 empty] | GESCOM | HSEPL | Clean Solar Power Tumkur Private Limited | Skyfri |  |  |  | 0.062833
Chittapur | Chittapur_ICR1 | String | Chittapur_ICR1_INV3_SMB7_S8 | PV Module String | Chittapur_ICR1_INV3_SMB7 |  |  |  |  | 42 | Main Inventory | In Operation | [15 empty] | GESCOM | HSEPL | Clean Solar Power Tumkur Private Limited | Skyfri |  |  |  | 0.062833
Chittapur | Chittapur_ICR1 | String | Chittapur_ICR1_INV3_SMB7_S9 | PV Module String | Chittapur_ICR1_INV3_SMB7 |  |  |  |  | 42 | Main Inventory | In Operation | [15 empty] | GESCOM | HSEPL | Clean Solar Power Tumkur Private Limited | Skyfri |  |  |  | 0.062833
Chittapur | Chittapur_ICR1 | String | Chittapur_ICR1_INV3_SMB7_S10 | PV Module String | Chittapur_ICR1_INV3_SMB7 |  |  |  |  | 42 | Main Inventory | In Operation | [15 empty] | GESCOM | HSEPL | Clean Solar Power Tumkur Private Limited | Skyfri |  |  |  | 0.062833
Chittapur | Chittapur_ICR1 | String | Chittapur_ICR1_INV3_SMB7_S11 | PV Module String | Chittapur_ICR1_INV3_SMB7 |  |  |  |  | 42 | Main Inventory | In Operation | [15 empty] | GESCOM | HSEPL | Clean Solar Power Tumkur Private Limited | Skyfri |  |  |  | 0.062833
Chittapur | Chittapur_ICR1 | String | Chittapur_ICR1_INV3_SMB7_S12 | PV Module String | Chittapur_ICR1_INV3_SMB7 |  |  |  |  | 42 | Main Inventory | In Operation | [15 empty] | GESCOM | HSEPL | Clean Solar Power Tumkur Private Limited | Skyfri |  |  |  | 0.062833
Chittapur | Chittapur_ICR1 | String | Chittapur_ICR1_INV4_SMB1_S1 | PV Module String | Chittapur_ICR1_INV4_SMB1 |  |  |  |  | 42 | Main Inventory | In Operation | [15 empty] | GESCOM | HSEPL | Clean Solar Power Tumkur Private Limited | Skyfri |  |  |  | 0.062833
Chittapur | Chittapur_ICR1 | String | Chittapur_ICR1_INV4_SMB1_S2 | PV Module String | Chittapur_ICR1_INV4_SMB1 |  |  |  |  | 42 | Main Inventory | In Operation | [15 empty] | GESCOM | HSEPL | Clean Solar Power Tumkur Private Limited | Skyfri |  |  |  | 0.062833
Chittapur | Chittapur_ICR1 | String | Chittapur_ICR1_INV4_SMB1_S3 | PV Module String | Chittapur_ICR1_INV4_SMB1 |  |  |  |  | 42 | Main Inventory | In Operation | [15 empty] | GESCOM | HSEPL | Clean Solar Power Tumkur Private Limited | Skyfri |  |  |  | 0.062833
Chittapur | Chittapur_ICR1 | String | Chittapur_ICR1_INV4_SMB1_S4 | PV Module String | Chittapur_ICR1_INV4_SMB1 |  |  |  |  | 42 | Main Inventory | In Operation | [15 empty] | GESCOM | HSEPL | Clean Solar Power Tumkur Private Limited | Skyfri |  |  |  | 0.062833
Chittapur | Chittapur_ICR1 | String | Chittapur_ICR1_INV4_SMB1_S5 | PV Module String | Chittapur_ICR1_INV4_SMB1 |  |  |  |  | 42 | Main Inventory | In Operation | [15 empty] | GESCOM | HSEPL | Clean Solar Power Tumkur Private Limited | Skyfri |  |  |  | 0.062833
Chittapur | Chittapur_ICR1 | String | Chittapur_ICR1_INV4_SMB1_S6 | PV Module String | Chittapur_ICR1_INV4_SMB1 |  |  |  |  | 42 | Main Inventory | In Operation | [15 empty] | GESCOM | HSEPL | Clean Solar Power Tumkur Private Limited | Skyfri |  |  |  | 0.062833
Chittapur | Chittapur_ICR1 | String | Chittapur_ICR1_INV4_SMB1_S7 | PV Module String | Chittapur_ICR1_INV4_SMB1 |  |  |  |  | 42 | Main Inventory | In Operation | [15 empty] | GESCOM | HSEPL | Clean Solar Power Tumkur Private Limited | Skyfri |  |  |  | 0.062833
Chittapur | Chittapur_ICR1 | String | Chittapur_ICR1_INV4_SMB1_S8 | PV Module String | Chittapur_ICR1_INV4_SMB1 |  |  |  |  | 42 | Main Inventory | In Operation | [15 empty] | GESCOM | HSEPL | Clean Solar Power Tumkur Private Limited | Skyfri |  |  |  | 0.062833
Chittapur | Chittapur_ICR1 | String | Chittapur_ICR1_INV4_SMB1_S9 | PV Module String | Chittapur_ICR1_INV4_SMB1 |  |  |  |  | 42 | Main Inventory | In Operation | [15 empty] | GESCOM | HSEPL | Clean Solar Power Tumkur Private Limited | Skyfri |  |  |  | 0.062833
Chittapur | Chittapur_ICR1 | String | Chittapur_ICR1_INV4_SMB1_S10 | PV Module String | Chittapur_ICR1_INV4_SMB1 |  |  |  |  | 42 | Main Inventory | In Operation | [15 empty] | GESCOM | HSEPL | Clean Solar Power Tumkur Private Limited | Skyfri |  |  |  | 0.062833
Chittapur | Chittapur_ICR1 | String | Chittapur_ICR1_INV4_SMB1_S11 | PV Module String | Chittapur_ICR1_INV4_SMB1 |  |  |  |  | 42 | Main Inventory | In Operation | [15 empty] | GESCOM | HSEPL | Clean Solar Power Tumkur Private Limited | Skyfri |  |  |  | 0.062833
Chittapur | Chittapur_ICR1 | String | Chittapur_ICR1_INV4_SMB1_S12 | PV Module String | Chittapur_ICR1_INV4_SMB1 |  |  |  |  | 42 | Main Inventory | In Operation | [15 empty] | GESCOM | HSEPL | Clean Solar Power Tumkur Private Limited | Skyfri |  |  |  | 0.062833
Chittapur | Chittapur_ICR1 | String | Chittapur_ICR1_INV4_SMB2_S1 | PV Module String | Chittapur_ICR1_INV4_SMB2 |  |  |  |  | 42 | Main Inventory | In Operation | [15 empty] | GESCOM | HSEPL | Clean Solar Power Tumkur Private Limited | Skyfri |  |  |  | 0.062833
Chittapur | Chittapur_ICR1 | String | Chittapur_ICR1_INV4_SMB2_S2 | PV Module String | Chittapur_ICR1_INV4_SMB2 |  |  |  |  | 42 | Main Inventory | In Operation | [15 empty] | GESCOM | HSEPL | Clean Solar Power Tumkur Private Limited | Skyfri |  |  |  | 0.062833
Chittapur | Chittapur_ICR1 | String | Chittapur_ICR1_INV4_SMB2_S3 | PV Module String | Chittapur_ICR1_INV4_SMB2 |  |  |  |  | 42 | Main Inventory | In Operation | [15 empty] | GESCOM | HSEPL | Clean Solar Power Tumkur Private Limited | Skyfri |  |  |  | 0.062833
Chittapur | Chittapur_ICR1 | String | Chittapur_ICR1_INV4_SMB2_S4 | PV Module String | Chittapur_ICR1_INV4_SMB2 |  |  |  |  | 42 | Main Inventory | In Operation | [15 empty] | GESCOM | HSEPL | Clean Solar Power Tumkur Private Limited | Skyfri |  |  |  | 0.062833
Chittapur | Chittapur_ICR1 | String | Chittapur_ICR1_INV4_SMB2_S5 | PV Module String | Chittapur_ICR1_INV4_SMB2 |  |  |  |  | 42 | Main Inventory | In Operation | [15 empty] | GESCOM | HSEPL | Clean Solar Power Tumkur Private Limited | Skyfri |  |  |  | 0.062833
Chittapur | Chittapur_ICR1 | String | Chittapur_ICR1_INV4_SMB2_S6 | PV Module String | Chittapur_ICR1_INV4_SMB2 |  |  |  |  | 42 | Main Inventory | In Operation | [15 empty] | GESCOM | HSEPL | Clean Solar Power Tumkur Private Limited | Skyfri |  |  |  | 0.062833
Chittapur | Chittapur_ICR1 | String | Chittapur_ICR1_INV4_SMB2_S7 | PV Module String | Chittapur_ICR1_INV4_SMB2 |  |  |  |  | 42 | Main Inventory | In Operation | [15 empty] | GESCOM | HSEPL | Clean Solar Power Tumkur Private Limited | Skyfri |  |  |  | 0.062833
Chittapur | Chittapur_ICR1 | String | Chittapur_ICR1_INV4_SMB2_S8 | PV Module String | Chittapur_ICR1_INV4_SMB2 |  |  |  |  | 42 | Main Inventory | In Operation | [15 empty] | GESCOM | HSEPL | Clean Solar Power Tumkur Private Limited | Skyfri |  |  |  | 0.062833
Chittapur | Chittapur_ICR1 | String | Chittapur_ICR1_INV4_SMB2_S9 | PV Module String | Chittapur_ICR1_INV4_SMB2 |  |  |  |  | 42 | Main Inventory | In Operation | [15 empty] | GESCOM | HSEPL | Clean Solar Power Tumkur Private Limited | Skyfri |  |  |  | 0.062833
Chittapur | Chittapur_ICR1 | String | Chittapur_ICR1_INV4_SMB2_S10 | PV Module String | Chittapur_ICR1_INV4_SMB2 |  |  |  |  | 42 | Main Inventory | In Operation | [15 empty] | GESCOM | HSEPL | Clean Solar Power Tumkur Private Limited | Skyfri |  |  |  | 0.062833
Chittapur | Chittapur_ICR1 | String | Chittapur_ICR1_INV4_SMB2_S11 | PV Module String | Chittapur_ICR1_INV4_SMB2 |  |  |  |  | 42 | Main Inventory | In Operation | [15 empty] | GESCOM | HSEPL | Clean Solar Power Tumkur Private Limited | Skyfri |  |  |  | 0.062833
Chittapur | Chittapur_ICR1 | String | Chittapur_ICR1_INV4_SMB2_S12 | PV Module String | Chittapur_ICR1_INV4_SMB2 |  |  |  |  | 42 | Main Inventory | In Operation | [15 empty] | GESCOM | HSEPL | Clean Solar Power Tumkur Private Limited | Skyfri |  |  |  | 0.062833
Chittapur | Chittapur_ICR1 | String | Chittapur_ICR1_INV4_SMB3_S1 | PV Module String | Chittapur_ICR1_INV4_SMB3 |  |  |  |  | 42 | Main Inventory | In Operation | [15 empty] | GESCOM | HSEPL | Clean Solar Power Tumkur Private Limited | Skyfri |  |  |  | 0.062833
Chittapur | Chittapur_ICR1 | String | Chittapur_ICR1_INV4_SMB3_S2 | PV Module String | Chittapur_ICR1_INV4_SMB3 |  |  |  |  | 42 | Main Inventory | In Operation | [15 empty] | GESCOM | HSEPL | Clean Solar Power Tumkur Private Limited | Skyfri |  |  |  | 0.062833
Chittapur | Chittapur_ICR1 | String | Chittapur_ICR1_INV4_SMB3_S3 | PV Module String | Chittapur_ICR1_INV4_SMB3 |  |  |  |  | 42 | Main Inventory | In Operation | [15 empty] | GESCOM | HSEPL | Clean Solar Power Tumkur Private Limited | Skyfri |  |  |  | 0.062833
Chittapur | Chittapur_ICR1 | String | Chittapur_ICR1_INV4_SMB3_S4 | PV Module String | Chittapur_ICR1_INV4_SMB3 |  |  |  |  | 42 | Main Inventory | In Operation | [15 empty] | GESCOM | HSEPL | Clean Solar Power Tumkur Private Limited | Skyfri |  |  |  | 0.062833
Chittapur | Chittapur_ICR1 | String | Chittapur_ICR1_INV4_SMB3_S5 | PV Module String | Chittapur_ICR1_INV4_SMB3 |  |  |  |  | 42 | Main Inventory | In Operation | [15 empty] | GESCOM | HSEPL | Clean Solar Power Tumkur Private Limited | Skyfri |  |  |  | 0.062833
Chittapur | Chittapur_ICR1 | String | Chittapur_ICR1_INV4_SMB3_S6 | PV Module String | Chittapur_ICR1_INV4_SMB3 |  |  |  |  | 42 | Main Inventory | In Operation | [15 empty] | GESCOM | HSEPL | Clean Solar Power Tumkur Private Limited | Skyfri |  |  |  | 0.062833
Chittapur | Chittapur_ICR1 | String | Chittapur_ICR1_INV4_SMB3_S7 | PV Module String | Chittapur_ICR1_INV4_SMB3 |  |  |  |  | 42 | Main Inventory | In Operation | [15 empty] | GESCOM | HSEPL | Clean Solar Power Tumkur Private Limited | Skyfri |  |  |  | 0.062833
Chittapur | Chittapur_ICR1 | String | Chittapur_ICR1_INV4_SMB3_S8 | PV Module String | Chittapur_ICR1_INV4_SMB3 |  |  |  |  | 42 | Main Inventory | In Operation | [15 empty] | GESCOM | HSEPL | Clean Solar Power Tumkur Private Limited | Skyfri |  |  |  | 0.062833
Chittapur | Chittapur_ICR1 | String | Chittapur_ICR1_INV4_SMB3_S9 | PV Module String | Chittapur_ICR1_INV4_SMB3 |  |  |  |  | 42 | Main Inventory | In Operation | [15 empty] | GESCOM | HSEPL | Clean Solar Power Tumkur Private Limited | Skyfri |  |  |  | 0.062833
Chittapur | Chittapur_ICR1 | String | Chittapur_ICR1_INV4_SMB3_S10 | PV Module String | Chittapur_ICR1_INV4_SMB3 |  |  |  |  | 42 | Main Inventory | In Operation | [15 empty] | GESCOM | HSEPL | Clean Solar Power Tumkur Private Limited | Skyfri |  |  |  | 0.062833
Chittapur | Chittapur_ICR1 | String | Chittapur_ICR1_INV4_SMB3_S11 | PV Module String | Chittapur_ICR1_INV4_SMB3 |  |  |  |  | 42 | Main Inventory | In Operation | [15 empty] | GESCOM | HSEPL | Clean Solar Power Tumkur Private Limited | Skyfri |  |  |  | 0.062833
Chittapur | Chittapur_ICR1 | String | Chittapur_ICR1_INV4_SMB3_S12 | PV Module String | Chittapur_ICR1_INV4_SMB3 |  |  |  |  | 42 | Main Inventory | In Operation | [15 empty] | GESCOM | HSEPL | Clean Solar Power Tumkur Private Limited | Skyfri |  |  |  | 0.062833
Chittapur | Chittapur_ICR1 | String | Chittapur_ICR1_INV4_SMB4_S1 | PV Module String | Chittapur_ICR1_INV4_SMB4 |  |  |  |  | 42 | Main Inventory | In Operation | [15 empty] | GESCOM | HSEPL | Clean Solar Power Tumkur Private Limited | Skyfri |  |  |  | 0.062833
Chittapur | Chittapur_ICR1 | String | Chittapur_ICR1_INV4_SMB4_S2 | PV Module String | Chittapur_ICR1_INV4_SMB4 |  |  |  |  | 42 | Main Inventory | In Operation | [15 empty] | GESCOM | HSEPL | Clean Solar Power Tumkur Private Limited | Skyfri |  |  |  | 0.062833
Chittapur | Chittapur_ICR1 | String | Chittapur_ICR1_INV4_SMB4_S3 | PV Module String | Chittapur_ICR1_INV4_SMB4 |  |  |  |  | 42 | Main Inventory | In Operation | [15 empty] | GESCOM | HSEPL | Clean Solar Power Tumkur Private Limited | Skyfri |  |  |  | 0.062833
Chittapur | Chittapur_ICR1 | String | Chittapur_ICR1_INV4_SMB4_S4 | PV Module String | Chittapur_ICR1_INV4_SMB4 |  |  |  |  | 42 | Main Inventory | In Operation | [15 empty] | GESCOM | HSEPL | Clean Solar Power Tumkur Private Limited | Skyfri |  |  |  | 0.062833
Chittapur | Chittapur_ICR1 | String | Chittapur_ICR1_INV4_SMB4_S5 | PV Module String | Chittapur_ICR1_INV4_SMB4 |  |  |  |  | 42 | Main Inventory | In Operation | [15 empty] | GESCOM | HSEPL | Clean Solar Power Tumkur Private Limited | Skyfri |  |  |  | 0.062833
Chittapur | Chittapur_ICR1 | String | Chittapur_ICR1_INV4_SMB4_S6 | PV Module String | Chittapur_ICR1_INV4_SMB4 |  |  |  |  | 42 | Main Inventory | In Operation | [15 empty] | GESCOM | HSEPL | Clean Solar Power Tumkur Private Limited | Skyfri |  |  |  | 0.062833
Chittapur | Chittapur_ICR1 | String | Chittapur_ICR1_INV4_SMB4_S7 | PV Module String | Chittapur_ICR1_INV4_SMB4 |  |  |  |  | 42 | Main Inventory | In Operation | [15 empty] | GESCOM | HSEPL | Clean Solar Power Tumkur Private Limited | Skyfri |  |  |  | 0.062833
Chittapur | Chittapur_ICR1 | String | Chittapur_ICR1_INV4_SMB4_S8 | PV Module String | Chittapur_ICR1_INV4_SMB4 |  |  |  |  | 42 | Main Inventory | In Operation | [15 empty] | GESCOM | HSEPL | Clean Solar Power Tumkur Private Limited | Skyfri |  |  |  | 0.062833
Chittapur | Chittapur_ICR1 | String | Chittapur_ICR1_INV4_SMB4_S9 | PV Module String | Chittapur_ICR1_INV4_SMB4 |  |  |  |  | 42 | Main Inventory | In Operation | [15 empty] | GESCOM | HSEPL | Clean Solar Power Tumkur Private Limited | Skyfri |  |  |  | 0.062833
Chittapur | Chittapur_ICR1 | String | Chittapur_ICR1_INV4_SMB4_S10 | PV Module String | Chittapur_ICR1_INV4_SMB4 |  |  |  |  | 42 | Main Inventory | In Operation | [15 empty] | GESCOM | HSEPL | Clean Solar Power Tumkur Private Limited | Skyfri |  |  |  | 0.062833
Chittapur | Chittapur_ICR1 | String | Chittapur_ICR1_INV4_SMB4_S11 | PV Module String | Chittapur_ICR1_INV4_SMB4 |  |  |  |  | 42 | Main Inventory | In Operation | [15 empty] | GESCOM | HSEPL | Clean Solar Power Tumkur Private Limited | Skyfri |  |  |  | 0.062833
Chittapur | Chittapur_ICR1 | String | Chittapur_ICR1_INV4_SMB4_S12 | PV Module String | Chittapur_ICR1_INV4_SMB4 |  |  |  |  | 42 | Main Inventory | In Operation | [15 empty] | GESCOM | HSEPL | Clean Solar Power Tumkur Private Limited | Skyfri |  |  |  | 0.062833
Chittapur | Chittapur_ICR1 | String | Chittapur_ICR1_INV4_SMB5_S1 | PV Module String | Chittapur_ICR1_INV4_SMB5 |  |  |  |  | 42 | Main Inventory | In Operation | [15 empty] | GESCOM | HSEPL | Clean Solar Power Tumkur Private Limited | Skyfri |  |  |  | 0.062833
Chittapur | Chittapur_ICR1 | String | Chittapur_ICR1_INV4_SMB5_S2 | PV Module String | Chittapur_ICR1_INV4_SMB5 |  |  |  |  | 42 | Main Inventory | In Operation | [15 empty] | GESCOM | HSEPL | Clean Solar Power Tumkur Private Limited | Skyfri |  |  |  | 0.062833
Chittapur | Chittapur_ICR1 | String | Chittapur_ICR1_INV4_SMB5_S3 | PV Module String | Chittapur_ICR1_INV4_SMB5 |  |  |  |  | 42 | Main Inventory | In Operation | [15 empty] | GESCOM | HSEPL | Clean Solar Power Tumkur Private Limited | Skyfri |  |  |  | 0.062833
Chittapur | Chittapur_ICR1 | String | Chittapur_ICR1_INV4_SMB5_S4 | PV Module String | Chittapur_ICR1_INV4_SMB5 |  |  |  |  | 42 | Main Inventory | In Operation | [15 empty] | GESCOM | HSEPL | Clean Solar Power Tumkur Private Limited | Skyfri |  |  |  | 0.062833
Chittapur | Chittapur_ICR1 | String | Chittapur_ICR1_INV4_SMB5_S5 | PV Module String | Chittapur_ICR1_INV4_SMB5 |  |  |  |  | 42 | Main Inventory | In Operation | [15 empty] | GESCOM | HSEPL | Clean Solar Power Tumkur Private Limited | Skyfri |  |  |  | 0.062833
Chittapur | Chittapur_ICR1 | String | Chittapur_ICR1_INV4_SMB5_S6 | PV Module String | Chittapur_ICR1_INV4_SMB5 |  |  |  |  | 42 | Main Inventory | In Operation | [15 empty] | GESCOM | HSEPL | Clean Solar Power Tumkur Private Limited | Skyfri |  |  |  | 0.062833
Chittapur | Chittapur_ICR1 | String | Chittapur_ICR1_INV4_SMB5_S7 | PV Module String | Chittapur_ICR1_INV4_SMB5 |  |  |  |  | 42 | Main Inventory | In Operation | [15 empty] | GESCOM | HSEPL | Clean Solar Power Tumkur Private Limited | Skyfri |  |  |  | 0.062833
Chittapur | Chittapur_ICR1 | String | Chittapur_ICR1_INV4_SMB5_S8 | PV Module String | Chittapur_ICR1_INV4_SMB5 |  |  |  |  | 42 | Main Inventory | In Operation | [15 empty] | GESCOM | HSEPL | Clean Solar Power Tumkur Private Limited | Skyfri |  |  |  | 0.062833
Chittapur | Chittapur_ICR1 | String | Chittapur_ICR1_INV4_SMB5_S9 | PV Module String | Chittapur_ICR1_INV4_SMB5 |  |  |  |  | 42 | Main Inventory | In Operation | [15 empty] | GESCOM | HSEPL | Clean Solar Power Tumkur Private Limited | Skyfri |  |  |  | 0.062833
Chittapur | Chittapur_ICR1 | String | Chittapur_ICR1_INV4_SMB5_S10 | PV Module String | Chittapur_ICR1_INV4_SMB5 |  |  |  |  | 42 | Main Inventory | In Operation | [15 empty] | GESCOM | HSEPL | Clean Solar Power Tumkur Private Limited | Skyfri |  |  |  | 0.062833
Chittapur | Chittapur_ICR1 | String | Chittapur_ICR1_INV4_SMB5_S11 | PV Module String | Chittapur_ICR1_INV4_SMB5 |  |  |  |  | 42 | Main Inventory | In Operation | [15 empty] | GESCOM | HSEPL | Clean Solar Power Tumkur Private Limited | Skyfri |  |  |  | 0.062833
Chittapur | Chittapur_ICR1 | String | Chittapur_ICR1_INV4_SMB5_S12 | PV Module String | Chittapur_ICR1_INV4_SMB5 |  |  |  |  | 42 | Main Inventory | In Operation | [15 empty] | GESCOM | HSEPL | Clean Solar Power Tumkur Private Limited | Skyfri |  |  |  | 0.062833
Chittapur | Chittapur_ICR1 | String | Chittapur_ICR1_INV4_SMB6_S1 | PV Module String | Chittapur_ICR1_INV4_SMB6 |  |  |  |  | 42 | Main Inventory | In Operation | [15 empty] | GESCOM | HSEPL | Clean Solar Power Tumkur Private Limited | Skyfri |  |  |  | 0.062833
Chittapur | Chittapur_ICR1 | String | Chittapur_ICR1_INV4_SMB6_S2 | PV Module String | Chittapur_ICR1_INV4_SMB6 |  |  |  |  | 42 | Main Inventory | In Operation | [15 empty] | GESCOM | HSEPL | Clean Solar Power Tumkur Private Limited | Skyfri |  |  |  | 0.062833
Chittapur | Chittapur_ICR1 | String | Chittapur_ICR1_INV4_SMB6_S3 | PV Module String | Chittapur_ICR1_INV4_SMB6 |  |  |  |  | 42 | Main Inventory | In Operation | [15 empty] | GESCOM | HSEPL | Clean Solar Power Tumkur Private Limited | Skyfri |  |  |  | 0.062833
Chittapur | Chittapur_ICR1 | String | Chittapur_ICR1_INV4_SMB6_S4 | PV Module String | Chittapur_ICR1_INV4_SMB6 |  |  |  |  | 42 | Main Inventory | In Operation | [15 empty] | GESCOM | HSEPL | Clean Solar Power Tumkur Private Limited | Skyfri |  |  |  | 0.062833
Chittapur | Chittapur_ICR1 | String | Chittapur_ICR1_INV4_SMB6_S5 | PV Module String | Chittapur_ICR1_INV4_SMB6 |  |  |  |  | 42 | Main Inventory | In Operation | [15 empty] | GESCOM | HSEPL | Clean Solar Power Tumkur Private Limited | Skyfri |  |  |  | 0.062833
Chittapur | Chittapur_ICR1 | String | Chittapur_ICR1_INV4_SMB6_S6 | PV Module String | Chittapur_ICR1_INV4_SMB6 |  |  |  |  | 42 | Main Inventory | In Operation | [15 empty] | GESCOM | HSEPL | Clean Solar Power Tumkur Private Limited | Skyfri |  |  |  | 0.062833
Chittapur | Chittapur_ICR1 | String | Chittapur_ICR1_INV4_SMB6_S7 | PV Module String | Chittapur_ICR1_INV4_SMB6 |  |  |  |  | 42 | Main Inventory | In Operation | [15 empty] | GESCOM | HSEPL | Clean Solar Power Tumkur Private Limited | Skyfri |  |  |  | 0.062833
Chittapur | Chittapur_ICR1 | String | Chittapur_ICR1_INV4_SMB6_S8 | PV Module String | Chittapur_ICR1_INV4_SMB6 |  |  |  |  | 42 | Main Inventory | In Operation | [15 empty] | GESCOM | HSEPL | Clean Solar Power Tumkur Private Limited | Skyfri |  |  |  | 0.062833
Chittapur | Chittapur_ICR1 | String | Chittapur_ICR1_INV4_SMB6_S9 | PV Module String | Chittapur_ICR1_INV4_SMB6 |  |  |  |  | 42 | Main Inventory | In Operation | [15 empty] | GESCOM | HSEPL | Clean Solar Power Tumkur Private Limited | Skyfri |  |  |  | 0.062833
Chittapur | Chittapur_ICR1 | String | Chittapur_ICR1_INV4_SMB6_S10 | PV Module String | Chittapur_ICR1_INV4_SMB6 |  |  |  |  | 42 | Main Inventory | In Operation | [15 empty] | GESCOM | HSEPL | Clean Solar Power Tumkur Private Limited | Skyfri |  |  |  | 0.062833
Chittapur | Chittapur_ICR1 | String | Chittapur_ICR1_INV4_SMB6_S11 | PV Module String | Chittapur_ICR1_INV4_SMB6 |  |  |  |  | 42 | Main Inventory | In Operation | [15 empty] | GESCOM | HSEPL | Clean Solar Power Tumkur Private Limited | Skyfri |  |  |  | 0.062833
Chittapur | Chittapur_ICR1 | String | Chittapur_ICR1_INV4_SMB6_S12 | PV Module String | Chittapur_ICR1_INV4_SMB6 |  |  |  |  | 42 | Main Inventory | In Operation | [15 empty] | GESCOM | HSEPL | Clean Solar Power Tumkur Private Limited | Skyfri |  |  |  | 0.062833
Chittapur | Chittapur_ICR1 | String | Chittapur_ICR1_INV4_SMB7_S1 | PV Module String | Chittapur_ICR1_INV4_SMB7 |  |  |  |  | 42 | Main Inventory | In Operation | [15 empty] | GESCOM | HSEPL | Clean Solar Power Tumkur Private Limited | Skyfri |  |  |  | 0.062833
Chittapur | Chittapur_ICR1 | String | Chittapur_ICR1_INV4_SMB7_S2 | PV Module String | Chittapur_ICR1_INV4_SMB7 |  |  |  |  | 42 | Main Inventory | In Operation | [15 empty] | GESCOM | HSEPL | Clean Solar Power Tumkur Private Limited | Skyfri |  |  |  | 0.062833
Chittapur | Chittapur_ICR1 | String | Chittapur_ICR1_INV4_SMB7_S3 | PV Module String | Chittapur_ICR1_INV4_SMB7 |  |  |  |  | 42 | Main Inventory | In Operation | [15 empty] | GESCOM | HSEPL | Clean Solar Power Tumkur Private Limited | Skyfri |  |  |  | 0.062833
Chittapur | Chittapur_ICR1 | String | Chittapur_ICR1_INV4_SMB7_S4 | PV Module String | Chittapur_ICR1_INV4_SMB7 |  |  |  |  | 42 | Main Inventory | In Operation | [15 empty] | GESCOM | HSEPL | Clean Solar Power Tumkur Private Limited | Skyfri |  |  |  | 0.062833
Chittapur | Chittapur_ICR1 | String | Chittapur_ICR1_INV4_SMB7_S5 | PV Module String | Chittapur_ICR1_INV4_SMB7 |  |  |  |  | 42 | Main Inventory | In Operation | [15 empty] | GESCOM | HSEPL | Clean Solar Power Tumkur Private Limited | Skyfri |  |  |  | 0.062833
Chittapur | Chittapur_ICR1 | String | Chittapur_ICR1_INV4_SMB7_S6 | PV Module String | Chittapur_ICR1_INV4_SMB7 |  |  |  |  | 42 | Main Inventory | In Operation | [15 empty] | GESCOM | HSEPL | Clean Solar Power Tumkur Private Limited | Skyfri |  |  |  | 0.062833
Chittapur | Chittapur_ICR1 | String | Chittapur_ICR1_INV4_SMB7_S7 | PV Module String | Chittapur_ICR1_INV4_SMB7 |  |  |  |  | 42 | Main Inventory | In Operation | [15 empty] | GESCOM | HSEPL | Clean Solar Power Tumkur Private Limited | Skyfri |  |  |  | 0.062833
Chittapur | Chittapur_ICR1 | String | Chittapur_ICR1_INV4_SMB7_S8 | PV Module String | Chittapur_ICR1_INV4_SMB7 |  |  |  |  | 42 | Main Inventory | In Operation | [15 empty] | GESCOM | HSEPL | Clean Solar Power Tumkur Private Limited | Skyfri |  |  |  | 0.062833
Chittapur | Chittapur_ICR1 | String | Chittapur_ICR1_INV4_SMB7_S9 | PV Module String | Chittapur_ICR1_INV4_SMB7 |  |  |  |  | 42 | Main Inventory | In Operation | [15 empty] | GESCOM | HSEPL | Clean Solar Power Tumkur Private Limited | Skyfri |  |  |  | 0.062833
Chittapur | Chittapur_ICR1 | String | Chittapur_ICR1_INV4_SMB7_S10 | PV Module String | Chittapur_ICR1_INV4_SMB7 |  |  |  |  | 42 | Main Inventory | In Operation | [15 empty] | GESCOM | HSEPL | Clean Solar Power Tumkur Private Limited | Skyfri |  |  |  | 0.062833
Chittapur | Chittapur_ICR1 | String | Chittapur_ICR1_INV4_SMB7_S11 | PV Module String | Chittapur_ICR1_INV4_SMB7 |  |  |  |  | 42 | Main Inventory | In Operation | [15 empty] | GESCOM | HSEPL | Clean Solar Power Tumkur Private Limited | Skyfri |  |  |  | 0.062833
Chittapur | Chittapur_ICR1 | String | Chittapur_ICR1_INV4_SMB7_S12 | PV Module String | Chittapur_ICR1_INV4_SMB7 |  |  |  |  | 42 | Main Inventory | In Operation | [15 empty] | GESCOM | HSEPL | Clean Solar Power Tumkur Private Limited | Skyfri |  |  |  | 0.062833
Chittapur | Chittapur_ICR2 | String | Chittapur_ICR2_INV1_SMB1_S1 | PV Module String | Chittapur_ICR2_INV1_SMB1 |  |  |  |  | 42 | Main Inventory | In Operation | [15 empty] | GESCOM | HSEPL | Clean Solar Power Tumkur Private Limited | Skyfri |  |  |  | 0.062833
Chittapur | Chittapur_ICR2 | String | Chittapur_ICR2_INV1_SMB1_S2 | PV Module String | Chittapur_ICR2_INV1_SMB1 |  |  |  |  | 42 | Main Inventory | In Operation | [15 empty] | GESCOM | HSEPL | Clean Solar Power Tumkur Private Limited | Skyfri |  |  |  | 0.062833
Chittapur | Chittapur_ICR2 | String | Chittapur_ICR2_INV1_SMB1_S3 | PV Module String | Chittapur_ICR2_INV1_SMB1 |  |  |  |  | 42 | Main Inventory | In Operation | [15 empty] | GESCOM | HSEPL | Clean Solar Power Tumkur Private Limited | Skyfri |  |  |  | 0.062833
Chittapur | Chittapur_ICR2 | String | Chittapur_ICR2_INV1_SMB1_S4 | PV Module String | Chittapur_ICR2_INV1_SMB1 |  |  |  |  | 42 | Main Inventory | In Operation | [15 empty] | GESCOM | HSEPL | Clean Solar Power Tumkur Private Limited | Skyfri |  |  |  | 0.062833
Chittapur | Chittapur_ICR2 | String | Chittapur_ICR2_INV1_SMB1_S5 | PV Module String | Chittapur_ICR2_INV1_SMB1 |  |  |  |  | 42 | Main Inventory | In Operation | [15 empty] | GESCOM | HSEPL | Clean Solar Power Tumkur Private Limited | Skyfri |  |  |  | 0.062833
Chittapur | Chittapur_ICR2 | String | Chittapur_ICR2_INV1_SMB1_S6 | PV Module String | Chittapur_ICR2_INV1_SMB1 |  |  |  |  | 42 | Main Inventory | In Operation | [15 empty] | GESCOM | HSEPL | Clean Solar Power Tumkur Private Limited | Skyfri |  |  |  | 0.062833
Chittapur | Chittapur_ICR2 | String | Chittapur_ICR2_INV1_SMB1_S7 | PV Module String | Chittapur_ICR2_INV1_SMB1 |  |  |  |  | 42 | Main Inventory | In Operation | [15 empty] | GESCOM | HSEPL | Clean Solar Power Tumkur Private Limited | Skyfri |  |  |  | 0.062833
Chittapur | Chittapur_ICR2 | String | Chittapur_ICR2_INV1_SMB1_S8 | PV Module String | Chittapur_ICR2_INV1_SMB1 |  |  |  |  | 42 | Main Inventory | In Operation | [15 empty] | GESCOM | HSEPL | Clean Solar Power Tumkur Private Limited | Skyfri |  |  |  | 0.062833
Chittapur | Chittapur_ICR2 | String | Chittapur_ICR2_INV1_SMB1_S9 | PV Module String | Chittapur_ICR2_INV1_SMB1 |  |  |  |  | 42 | Main Inventory | In Operation | [15 empty] | GESCOM | HSEPL | Clean Solar Power Tumkur Private Limited | Skyfri |  |  |  | 0.062833
Chittapur | Chittapur_ICR2 | String | Chittapur_ICR2_INV1_SMB1_S10 | PV Module String | Chittapur_ICR2_INV1_SMB1 |  |  |  |  | 42 | Main Inventory | In Operation | [15 empty] | GESCOM | HSEPL | Clean Solar Power Tumkur Private Limited | Skyfri |  |  |  | 0.062833
Chittapur | Chittapur_ICR2 | String | Chittapur_ICR2_INV1_SMB1_S11 | PV Module String | Chittapur_ICR2_INV1_SMB1 |  |  |  |  | 42 | Main Inventory | In Operation | [15 empty] | GESCOM | HSEPL | Clean Solar Power Tumkur Private Limited | Skyfri |  |  |  | 0.062833
Chittapur | Chittapur_ICR2 | String | Chittapur_ICR2_INV1_SMB1_S12 | PV Module String | Chittapur_ICR2_INV1_SMB1 |  |  |  |  | 42 | Main Inventory | In Operation | [15 empty] | GESCOM | HSEPL | Clean Solar Power Tumkur Private Limited | Skyfri |  |  |  | 0.062833
Chittapur | Chittapur_ICR2 | String | Chittapur_ICR2_INV1_SMB2_S1 | PV Module String | Chittapur_ICR2_INV1_SMB2 |  |  |  |  | 42 | Main Inventory | In Operation | [15 empty] | GESCOM | HSEPL | Clean Solar Power Tumkur Private Limited | Skyfri |  |  |  | 0.062833
Chittapur | Chittapur_ICR2 | String | Chittapur_ICR2_INV1_SMB2_S2 | PV Module String | Chittapur_ICR2_INV1_SMB2 |  |  |  |  | 42 | Main Inventory | In Operation | [15 empty] | GESCOM | HSEPL | Clean Solar Power Tumkur Private Limited | Skyfri |  |  |  | 0.062833
Chittapur | Chittapur_ICR2 | String | Chittapur_ICR2_INV1_SMB2_S3 | PV Module String | Chittapur_ICR2_INV1_SMB2 |  |  |  |  | 42 | Main Inventory | In Operation | [15 empty] | GESCOM | HSEPL | Clean Solar Power Tumkur Private Limited | Skyfri |  |  |  | 0.062833
Chittapur | Chittapur_ICR2 | String | Chittapur_ICR2_INV1_SMB2_S4 | PV Module String | Chittapur_ICR2_INV1_SMB2 |  |  |  |  | 42 | Main Inventory | In Operation | [15 empty] | GESCOM | HSEPL | Clean Solar Power Tumkur Private Limited | Skyfri |  |  |  | 0.062833
Chittapur | Chittapur_ICR2 | String | Chittapur_ICR2_INV1_SMB2_S5 | PV Module String | Chittapur_ICR2_INV1_SMB2 |  |  |  |  | 42 | Main Inventory | In Operation | [15 empty] | GESCOM | HSEPL | Clean Solar Power Tumkur Private Limited | Skyfri |  |  |  | 0.062833
Chittapur | Chittapur_ICR2 | String | Chittapur_ICR2_INV1_SMB2_S6 | PV Module String | Chittapur_ICR2_INV1_SMB2 |  |  |  |  | 42 | Main Inventory | In Operation | [15 empty] | GESCOM | HSEPL | Clean Solar Power Tumkur Private Limited | Skyfri |  |  |  | 0.062833
Chittapur | Chittapur_ICR2 | String | Chittapur_ICR2_INV1_SMB2_S7 | PV Module String | Chittapur_ICR2_INV1_SMB2 |  |  |  |  | 42 | Main Inventory | In Operation | [15 empty] | GESCOM | HSEPL | Clean Solar Power Tumkur Private Limited | Skyfri |  |  |  | 0.062833
Chittapur | Chittapur_ICR2 | String | Chittapur_ICR2_INV1_SMB2_S8 | PV Module String | Chittapur_ICR2_INV1_SMB2 |  |  |  |  | 42 | Main Inventory | In Operation | [15 empty] | GESCOM | HSEPL | Clean Solar Power Tumkur Private Limited | Skyfri |  |  |  | 0.062833
Chittapur | Chittapur_ICR2 | String | Chittapur_ICR2_INV1_SMB2_S9 | PV Module String | Chittapur_ICR2_INV1_SMB2 |  |  |  |  | 21 | Main Inventory | In Operation | [15 empty] | GESCOM | HSEPL | Clean Solar Power Tumkur Private Limited | Skyfri |  |  |  | 0.062833
Chittapur | Chittapur_ICR2 | String | Chittapur_ICR2_INV1_SMB2_S10 | PV Module String | Chittapur_ICR2_INV1_SMB2 |  |  |  |  | 21 | Main Inventory | In Operation | [15 empty] | GESCOM | HSEPL | Clean Solar Power Tumkur Private Limited | Skyfri |  |  |  | 0.062833
Chittapur | Chittapur_ICR2 | String | Chittapur_ICR2_INV1_SMB3_S1 | PV Module String | Chittapur_ICR2_INV1_SMB3 |  |  |  |  | 42 | Main Inventory | In Operation | [15 empty] | GESCOM | HSEPL | Clean Solar Power Tumkur Private Limited | Skyfri |  |  |  | 0.062833
Chittapur | Chittapur_ICR2 | String | Chittapur_ICR2_INV1_SMB3_S2 | PV Module String | Chittapur_ICR2_INV1_SMB3 |  |  |  |  | 42 | Main Inventory | In Operation | [15 empty] | GESCOM | HSEPL | Clean Solar Power Tumkur Private Limited | Skyfri |  |  |  | 0.062833
Chittapur | Chittapur_ICR2 | String | Chittapur_ICR2_INV1_SMB3_S3 | PV Module String | Chittapur_ICR2_INV1_SMB3 |  |  |  |  | 42 | Main Inventory | In Operation | [15 empty] | GESCOM | HSEPL | Clean Solar Power Tumkur Private Limited | Skyfri |  |  |  | 0.062833
Chittapur | Chittapur_ICR2 | String | Chittapur_ICR2_INV1_SMB3_S4 | PV Module String | Chittapur_ICR2_INV1_SMB3 |  |  |  |  | 42 | Main Inventory | In Operation | [15 empty] | GESCOM | HSEPL | Clean Solar Power Tumkur Private Limited | Skyfri |  |  |  | 0.062833
Chittapur | Chittapur_ICR2 | String | Chittapur_ICR2_INV1_SMB3_S5 | PV Module String | Chittapur_ICR2_INV1_SMB3 |  |  |  |  | 42 | Main Inventory | In Operation | [15 empty] | GESCOM | HSEPL | Clean Solar Power Tumkur Private Limited | Skyfri |  |  |  | 0.062833
Chittapur | Chittapur_ICR2 | String | Chittapur_ICR2_INV1_SMB3_S6 | PV Module String | Chittapur_ICR2_INV1_SMB3 |  |  |  |  | 42 | Main Inventory | In Operation | [15 empty] | GESCOM | HSEPL | Clean Solar Power Tumkur Private Limited | Skyfri |  |  |  | 0.062833
Chittapur | Chittapur_ICR2 | String | Chittapur_ICR2_INV1_SMB3_S7 | PV Module String | Chittapur_ICR2_INV1_SMB3 |  |  |  |  | 42 | Main Inventory | In Operation | [15 empty] | GESCOM | HSEPL | Clean Solar Power Tumkur Private Limited | Skyfri |  |  |  | 0.062833
Chittapur | Chittapur_ICR2 | String | Chittapur_ICR2_INV1_SMB3_S8 | PV Module String | Chittapur_ICR2_INV1_SMB3 |  |  |  |  | 42 | Main Inventory | In Operation | [15 empty] | GESCOM | HSEPL | Clean Solar Power Tumkur Private Limited | Skyfri |  |  |  | 0.062833
Chittapur | Chittapur_ICR2 | String | Chittapur_ICR2_INV1_SMB3_S9 | PV Module String | Chittapur_ICR2_INV1_SMB3 |  |  |  |  | 42 | Main Inventory | In Operation | [15 empty] | GESCOM | HSEPL | Clean Solar Power Tumkur Private Limited | Skyfri |  |  |  | 0.062833
Chittapur | Chittapur_ICR2 | String | Chittapur_ICR2_INV1_SMB3_S10 | PV Module String | Chittapur_ICR2_INV1_SMB3 |  |  |  |  | 42 | Main Inventory | In Operation | [15 empty] | GESCOM | HSEPL | Clean Solar Power Tumkur Private Limited | Skyfri |  |  |  | 0.062833
Chittapur | Chittapur_ICR2 | String | Chittapur_ICR2_INV1_SMB3_S11 | PV Module String | Chittapur_ICR2_INV1_SMB3 |  |  |  |  | 42 | Main Inventory | In Operation | [15 empty] | GESCOM | HSEPL | Clean Solar Power Tumkur Private Limited | Skyfri |  |  |  | 0.062833
Chittapur | Chittapur_ICR2 | String | Chittapur_ICR2_INV1_SMB4_S1 | PV Module String | Chittapur_ICR2_INV1_SMB4 |  |  |  |  | 42 | Main Inventory | In Operation | [15 empty] | GESCOM | HSEPL | Clean Solar Power Tumkur Private Limited | Skyfri |  |  |  | 0.062833
Chittapur | Chittapur_ICR2 | String | Chittapur_ICR2_INV1_SMB4_S2 | PV Module String | Chittapur_ICR2_INV1_SMB4 |  |  |  |  | 42 | Main Inventory | In Operation | [15 empty] | GESCOM | HSEPL | Clean Solar Power Tumkur Private Limited | Skyfri |  |  |  | 0.062833
Chittapur | Chittapur_ICR2 | String | Chittapur_ICR2_INV1_SMB4_S3 | PV Module String | Chittapur_ICR2_INV1_SMB4 |  |  |  |  | 42 | Main Inventory | In Operation | [15 empty] | GESCOM | HSEPL | Clean Solar Power Tumkur Private Limited | Skyfri |  |  |  | 0.062833
Chittapur | Chittapur_ICR2 | String | Chittapur_ICR2_INV1_SMB4_S4 | PV Module String | Chittapur_ICR2_INV1_SMB4 |  |  |  |  | 42 | Main Inventory | In Operation | [15 empty] | GESCOM | HSEPL | Clean Solar Power Tumkur Private Limited | Skyfri |  |  |  | 0.062833
Chittapur | Chittapur_ICR2 | String | Chittapur_ICR2_INV1_SMB4_S5 | PV Module String | Chittapur_ICR2_INV1_SMB4 |  |  |  |  | 42 | Main Inventory | In Operation | [15 empty] | GESCOM | HSEPL | Clean Solar Power Tumkur Private Limited | Skyfri |  |  |  | 0.062833
Chittapur | Chittapur_ICR2 | String | Chittapur_ICR2_INV1_SMB4_S6 | PV Module String | Chittapur_ICR2_INV1_SMB4 |  |  |  |  | 42 | Main Inventory | In Operation | [15 empty] | GESCOM | HSEPL | Clean Solar Power Tumkur Private Limited | Skyfri |  |  |  | 0.062833
Chittapur | Chittapur_ICR2 | String | Chittapur_ICR2_INV1_SMB4_S7 | PV Module String | Chittapur_ICR2_INV1_SMB4 |  |  |  |  | 42 | Main Inventory | In Operation | [15 empty] | GESCOM | HSEPL | Clean Solar Power Tumkur Private Limited | Skyfri |  |  |  | 0.062833
Chittapur | Chittapur_ICR2 | String | Chittapur_ICR2_INV1_SMB4_S8 | PV Module String | Chittapur_ICR2_INV1_SMB4 |  |  |  |  | 42 | Main Inventory | In Operation | [15 empty] | GESCOM | HSEPL | Clean Solar Power Tumkur Private Limited | Skyfri |  |  |  | 0.062833
Chittapur | Chittapur_ICR2 | String | Chittapur_ICR2_INV1_SMB4_S9 | PV Module String | Chittapur_ICR2_INV1_SMB4 |  |  |  |  | 42 | Main Inventory | In Operation | [15 empty] | GESCOM | HSEPL | Clean Solar Power Tumkur Private Limited | Skyfri |  |  |  | 0.062833
Chittapur | Chittapur_ICR2 | String | Chittapur_ICR2_INV1_SMB4_S10 | PV Module String | Chittapur_ICR2_INV1_SMB4 |  |  |  |  | 42 | Main Inventory | In Operation | [15 empty] | GESCOM | HSEPL | Clean Solar Power Tumkur Private Limited | Skyfri |  |  |  | 0.062833
Chittapur | Chittapur_ICR2 | String | Chittapur_ICR2_INV1_SMB4_S11 | PV Module String | Chittapur_ICR2_INV1_SMB4 |  |  |  |  | 42 | Main Inventory | In Operation | [15 empty] | GESCOM | HSEPL | Clean Solar Power Tumkur Private Limited | Skyfri |  |  |  | 0.062833
Chittapur | Chittapur_ICR2 | String | Chittapur_ICR2_INV1_SMB5_S1 | PV Module String | Chittapur_ICR2_INV1_SMB5 |  |  |  |  | 42 | Main Inventory | In Operation | [15 empty] | GESCOM | HSEPL | Clean Solar Power Tumkur Private Limited | Skyfri |  |  |  | 0.062833
Chittapur | Chittapur_ICR2 | String | Chittapur_ICR2_INV1_SMB5_S2 | PV Module String | Chittapur_ICR2_INV1_SMB5 |  |  |  |  | 42 | Main Inventory | In Operation | [15 empty] | GESCOM | HSEPL | Clean Solar Power Tumkur Private Limited | Skyfri |  |  |  | 0.062833
Chittapur | Chittapur_ICR2 | String | Chittapur_ICR2_INV1_SMB5_S3 | PV Module String | Chittapur_ICR2_INV1_SMB5 |  |  |  |  | 42 | Main Inventory | In Operation | [15 empty] | GESCOM | HSEPL | Clean Solar Power Tumkur Private Limited | Skyfri |  |  |  | 0.062833
Chittapur | Chittapur_ICR2 | String | Chittapur_ICR2_INV1_SMB5_S4 | PV Module String | Chittapur_ICR2_INV1_SMB5 |  |  |  |  | 42 | Main Inventory | In Operation | [15 empty] | GESCOM | HSEPL | Clean Solar Power Tumkur Private Limited | Skyfri |  |  |  | 0.062833
Chittapur | Chittapur_ICR2 | String | Chittapur_ICR2_INV1_SMB5_S5 | PV Module String | Chittapur_ICR2_INV1_SMB5 |  |  |  |  | 42 | Main Inventory | In Operation | [15 empty] | GESCOM | HSEPL | Clean Solar Power Tumkur Private Limited | Skyfri |  |  |  | 0.062833
Chittapur | Chittapur_ICR2 | String | Chittapur_ICR2_INV1_SMB5_S6 | PV Module String | Chittapur_ICR2_INV1_SMB5 |  |  |  |  | 42 | Main Inventory | In Operation | [15 empty] | GESCOM | HSEPL | Clean Solar Power Tumkur Private Limited | Skyfri |  |  |  | 0.062833
Chittapur | Chittapur_ICR2 | String | Chittapur_ICR2_INV1_SMB5_S7 | PV Module String | Chittapur_ICR2_INV1_SMB5 |  |  |  |  | 42 | Main Inventory | In Operation | [15 empty] | GESCOM | HSEPL | Clean Solar Power Tumkur Private Limited | Skyfri |  |  |  | 0.062833
Chittapur | Chittapur_ICR2 | String | Chittapur_ICR2_INV1_SMB5_S8 | PV Module String | Chittapur_ICR2_INV1_SMB5 |  |  |  |  | 42 | Main Inventory | In Operation | [15 empty] | GESCOM | HSEPL | Clean Solar Power Tumkur Private Limited | Skyfri |  |  |  | 0.062833
Chittapur | Chittapur_ICR2 | String | Chittapur_ICR2_INV1_SMB5_S9 | PV Module String | Chittapur_ICR2_INV1_SMB5 |  |  |  |  | 42 | Main Inventory | In Operation | [15 empty] | GESCOM | HSEPL | Clean Solar Power Tumkur Private Limited | Skyfri |  |  |  | 0.062833
Chittapur | Chittapur_ICR2 | String | Chittapur_ICR2_INV1_SMB5_S10 | PV Module String | Chittapur_ICR2_INV1_SMB5 |  |  |  |  | 42 | Main Inventory | In Operation | [15 empty] | GESCOM | HSEPL | Clean Solar Power Tumkur Private Limited | Skyfri |  |  |  | 0.062833
Chittapur | Chittapur_ICR2 | String | Chittapur_ICR2_INV1_SMB6_S1 | PV Module String | Chittapur_ICR2_INV1_SMB6 |  |  |  |  | 42 | Main Inventory | In Operation | [15 empty] | GESCOM | HSEPL | Clean Solar Power Tumkur Private Limited | Skyfri |  |  |  | 0.062833
Chittapur | Chittapur_ICR2 | String | Chittapur_ICR2_INV1_SMB6_S2 | PV Module String | Chittapur_ICR2_INV1_SMB6 |  |  |  |  | 42 | Main Inventory | In Operation | [15 empty] | GESCOM | HSEPL | Clean Solar Power Tumkur Private Limited | Skyfri |  |  |  | 0.062833
Chittapur | Chittapur_ICR2 | String | Chittapur_ICR2_INV1_SMB6_S3 | PV Module String | Chittapur_ICR2_INV1_SMB6 |  |  |  |  | 42 | Main Inventory | In Operation | [15 empty] | GESCOM | HSEPL | Clean Solar Power Tumkur Private Limited | Skyfri |  |  |  | 0.062833
Chittapur | Chittapur_ICR2 | String | Chittapur_ICR2_INV1_SMB6_S4 | PV Module String | Chittapur_ICR2_INV1_SMB6 |  |  |  |  | 42 | Main Inventory | In Operation | [15 empty] | GESCOM | HSEPL | Clean Solar Power Tumkur Private Limited | Skyfri |  |  |  | 0.062833
Chittapur | Chittapur_ICR2 | String | Chittapur_ICR2_INV1_SMB6_S5 | PV Module String | Chittapur_ICR2_INV1_SMB6 |  |  |  |  | 42 | Main Inventory | In Operation | [15 empty] | GESCOM | HSEPL | Clean Solar Power Tumkur Private Limited | Skyfri |  |  |  | 0.062833
Chittapur | Chittapur_ICR2 | String | Chittapur_ICR2_INV1_SMB6_S6 | PV Module String | Chittapur_ICR2_INV1_SMB6 |  |  |  |  | 42 | Main Inventory | In Operation | [15 empty] | GESCOM | HSEPL | Clean Solar Power Tumkur Private Limited | Skyfri |  |  |  | 0.062833
Chittapur | Chittapur_ICR2 | String | Chittapur_ICR2_INV1_SMB6_S7 | PV Module String | Chittapur_ICR2_INV1_SMB6 |  |  |  |  | 42 | Main Inventory | In Operation | [15 empty] | GESCOM | HSEPL | Clean Solar Power Tumkur Private Limited | Skyfri |  |  |  | 0.062833
Chittapur | Chittapur_ICR2 | String | Chittapur_ICR2_INV1_SMB6_S8 | PV Module String | Chittapur_ICR2_INV1_SMB6 |  |  |  |  | 42 | Main Inventory | In Operation | [15 empty] | GESCOM | HSEPL | Clean Solar Power Tumkur Private Limited | Skyfri |  |  |  | 0.062833
Chittapur | Chittapur_ICR2 | String | Chittapur_ICR2_INV1_SMB6_S9 | PV Module String | Chittapur_ICR2_INV1_SMB6 |  |  |  |  | 42 | Main Inventory | In Operation | [15 empty] | GESCOM | HSEPL | Clean Solar Power Tumkur Private Limited | Skyfri |  |  |  | 0.062833
Chittapur | Chittapur_ICR2 | String | Chittapur_ICR2_INV1_SMB6_S10 | PV Module String | Chittapur_ICR2_INV1_SMB6 |  |  |  |  | 42 | Main Inventory | In Operation | [15 empty] | GESCOM | HSEPL | Clean Solar Power Tumkur Private Limited | Skyfri |  |  |  | 0.062833
Chittapur | Chittapur_ICR2 | String | Chittapur_ICR2_INV1_SMB6_S11 | PV Module String | Chittapur_ICR2_INV1_SMB6 |  |  |  |  | 42 | Main Inventory | In Operation | [15 empty] | GESCOM | HSEPL | Clean Solar Power Tumkur Private Limited | Skyfri |  |  |  | 0.062833
Chittapur | Chittapur_ICR2 | String | Chittapur_ICR2_INV1_SMB6_S12 | PV Module String | Chittapur_ICR2_INV1_SMB6 |  |  |  |  | 42 | Main Inventory | In Operation | [15 empty] | GESCOM | HSEPL | Clean Solar Power Tumkur Private Limited | Skyfri |  |  |  | 0.062833
Chittapur | Chittapur_ICR2 | String | Chittapur_ICR2_INV1_SMB7_S1 | PV Module String | Chittapur_ICR2_INV1_SMB7 |  |  |  |  | 42 | Main Inventory | In Operation | [15 empty] | GESCOM | HSEPL | Clean Solar Power Tumkur Private Limited | Skyfri |  |  |  | 0.062833
Chittapur | Chittapur_ICR2 | String | Chittapur_ICR2_INV1_SMB7_S2 | PV Module String | Chittapur_ICR2_INV1_SMB7 |  |  |  |  | 42 | Main Inventory | In Operation | [15 empty] | GESCOM | HSEPL | Clean Solar Power Tumkur Private Limited | Skyfri |  |  |  | 0.062833
Chittapur | Chittapur_ICR2 | String | Chittapur_ICR2_INV1_SMB7_S3 | PV Module String | Chittapur_ICR2_INV1_SMB7 |  |  |  |  | 42 | Main Inventory | In Operation | [15 empty] | GESCOM | HSEPL | Clean Solar Power Tumkur Private Limited | Skyfri |  |  |  | 0.062833
Chittapur | Chittapur_ICR2 | String | Chittapur_ICR2_INV1_SMB7_S4 | PV Module String | Chittapur_ICR2_INV1_SMB7 |  |  |  |  | 42 | Main Inventory | In Operation | [15 empty] | GESCOM | HSEPL | Clean Solar Power Tumkur Private Limited | Skyfri |  |  |  | 0.062833
Chittapur | Chittapur_ICR2 | String | Chittapur_ICR2_INV1_SMB7_S5 | PV Module String | Chittapur_ICR2_INV1_SMB7 |  |  |  |  | 42 | Main Inventory | In Operation | [15 empty] | GESCOM | HSEPL | Clean Solar Power Tumkur Private Limited | Skyfri |  |  |  | 0.062833
Chittapur | Chittapur_ICR2 | String | Chittapur_ICR2_INV1_SMB7_S6 | PV Module String | Chittapur_ICR2_INV1_SMB7 |  |  |  |  | 42 | Main Inventory | In Operation | [15 empty] | GESCOM | HSEPL | Clean Solar Power Tumkur Private Limited | Skyfri |  |  |  | 0.062833
Chittapur | Chittapur_ICR2 | String | Chittapur_ICR2_INV1_SMB7_S7 | PV Module String | Chittapur_ICR2_INV1_SMB7 |  |  |  |  | 42 | Main Inventory | In Operation | [15 empty] | GESCOM | HSEPL | Clean Solar Power Tumkur Private Limited | Skyfri |  |  |  | 0.062833
Chittapur | Chittapur_ICR2 | String | Chittapur_ICR2_INV1_SMB7_S8 | PV Module String | Chittapur_ICR2_INV1_SMB7 |  |  |  |  | 42 | Main Inventory | In Operation | [15 empty] | GESCOM | HSEPL | Clean Solar Power Tumkur Private Limited | Skyfri |  |  |  | 0.062833
Chittapur | Chittapur_ICR2 | String | Chittapur_ICR2_INV1_SMB7_S9 | PV Module String | Chittapur_ICR2_INV1_SMB7 |  |  |  |  | 42 | Main Inventory | In Operation | [15 empty] | GESCOM | HSEPL | Clean Solar Power Tumkur Private Limited | Skyfri |  |  |  | 0.062833
Chittapur | Chittapur_ICR2 | String | Chittapur_ICR2_INV1_SMB7_S10 | PV Module String | Chittapur_ICR2_INV1_SMB7 |  |  |  |  | 42 | Main Inventory | In Operation | [15 empty] | GESCOM | HSEPL | Clean Solar Power Tumkur Private Limited | Skyfri |  |  |  | 0.062833
Chittapur | Chittapur_ICR2 | String | Chittapur_ICR2_INV1_SMB7_S11 | PV Module String | Chittapur_ICR2_INV1_SMB7 |  |  |  |  | 42 | Main Inventory | In Operation | [15 empty] | GESCOM | HSEPL | Clean Solar Power Tumkur Private Limited | Skyfri |  |  |  | 0.062833
Chittapur | Chittapur_ICR2 | String | Chittapur_ICR2_INV1_SMB8_S1 | PV Module String | Chittapur_ICR2_INV1_SMB8 |  |  |  |  | 42 | Main Inventory | In Operation | [15 empty] | GESCOM | HSEPL | Clean Solar Power Tumkur Private Limited | Skyfri |  |  |  | 0.062833
Chittapur | Chittapur_ICR2 | String | Chittapur_ICR2_INV1_SMB8_S2 | PV Module String | Chittapur_ICR2_INV1_SMB8 |  |  |  |  | 42 | Main Inventory | In Operation | [15 empty] | GESCOM | HSEPL | Clean Solar Power Tumkur Private Limited | Skyfri |  |  |  | 0.062833
Chittapur | Chittapur_ICR2 | String | Chittapur_ICR2_INV1_SMB8_S3 | PV Module String | Chittapur_ICR2_INV1_SMB8 |  |  |  |  | 42 | Main Inventory | In Operation | [15 empty] | GESCOM | HSEPL | Clean Solar Power Tumkur Private Limited | Skyfri |  |  |  | 0.062833
Chittapur | Chittapur_ICR2 | String | Chittapur_ICR2_INV1_SMB8_S4 | PV Module String | Chittapur_ICR2_INV1_SMB8 |  |  |  |  | 42 | Main Inventory | In Operation | [15 empty] | GESCOM | HSEPL | Clean Solar Power Tumkur Private Limited | Skyfri |  |  |  | 0.062833
Chittapur | Chittapur_ICR2 | String | Chittapur_ICR2_INV1_SMB8_S5 | PV Module String | Chittapur_ICR2_INV1_SMB8 |  |  |  |  | 42 | Main Inventory | In Operation | [15 empty] | GESCOM | HSEPL | Clean Solar Power Tumkur Private Limited | Skyfri |  |  |  | 0.062833
Chittapur | Chittapur_ICR2 | String | Chittapur_ICR2_INV1_SMB8_S6 | PV Module String | Chittapur_ICR2_INV1_SMB8 |  |  |  |  | 42 | Main Inventory | In Operation | [15 empty] | GESCOM | HSEPL | Clean Solar Power Tumkur Private Limited | Skyfri |  |  |  | 0.062833
Chittapur | Chittapur_ICR2 | String | Chittapur_ICR2_INV1_SMB8_S7 | PV Module String | Chittapur_ICR2_INV1_SMB8 |  |  |  |  | 42 | Main Inventory | In Operation | [15 empty] | GESCOM | HSEPL | Clean Solar Power Tumkur Private Limited | Skyfri |  |  |  | 0.062833
Chittapur | Chittapur_ICR2 | String | Chittapur_ICR2_INV1_SMB8_S8 | PV Module String | Chittapur_ICR2_INV1_SMB8 |  |  |  |  | 42 | Main Inventory | In Operation | [15 empty] | GESCOM | HSEPL | Clean Solar Power Tumkur Private Limited | Skyfri |  |  |  | 0.062833
Chittapur | Chittapur_ICR2 | String | Chittapur_ICR2_INV1_SMB8_S9 | PV Module String | Chittapur_ICR2_INV1_SMB8 |  |  |  |  | 42 | Main Inventory | In Operation | [15 empty] | GESCOM | HSEPL | Clean Solar Power Tumkur Private Limited | Skyfri |  |  |  | 0.062833
Chittapur | Chittapur_ICR2 | String | Chittapur_ICR2_INV2_SMB1_S1 | PV Module String | Chittapur_ICR2_INV2_SMB1 |  |  |  |  | 42 | Main Inventory | In Operation | [15 empty] | GESCOM | HSEPL | Clean Solar Power Tumkur Private Limited | Skyfri |  |  |  | 0.062833
Chittapur | Chittapur_ICR2 | String | Chittapur_ICR2_INV2_SMB1_S2 | PV Module String | Chittapur_ICR2_INV2_SMB1 |  |  |  |  | 42 | Main Inventory | In Operation | [15 empty] | GESCOM | HSEPL | Clean Solar Power Tumkur Private Limited | Skyfri |  |  |  | 0.062833
Chittapur | Chittapur_ICR2 | String | Chittapur_ICR2_INV2_SMB1_S3 | PV Module String | Chittapur_ICR2_INV2_SMB1 |  |  |  |  | 42 | Main Inventory | In Operation | [15 empty] | GESCOM | HSEPL | Clean Solar Power Tumkur Private Limited | Skyfri |  |  |  | 0.062833
Chittapur | Chittapur_ICR2 | String | Chittapur_ICR2_INV2_SMB1_S4 | PV Module String | Chittapur_ICR2_INV2_SMB1 |  |  |  |  | 42 | Main Inventory | In Operation | [15 empty] | GESCOM | HSEPL | Clean Solar Power Tumkur Private Limited | Skyfri |  |  |  | 0.062833
Chittapur | Chittapur_ICR2 | String | Chittapur_ICR2_INV2_SMB1_S5 | PV Module String | Chittapur_ICR2_INV2_SMB1 |  |  |  |  | 42 | Main Inventory | In Operation | [15 empty] | GESCOM | HSEPL | Clean Solar Power Tumkur Private Limited | Skyfri |  |  |  | 0.062833
Chittapur | Chittapur_ICR2 | String | Chittapur_ICR2_INV2_SMB1_S6 | PV Module String | Chittapur_ICR2_INV2_SMB1 |  |  |  |  | 42 | Main Inventory | In Operation | [15 empty] | GESCOM | HSEPL | Clean Solar Power Tumkur Private Limited | Skyfri |  |  |  | 0.062833
Chittapur | Chittapur_ICR2 | String | Chittapur_ICR2_INV2_SMB1_S7 | PV Module String | Chittapur_ICR2_INV2_SMB1 |  |  |  |  | 42 | Main Inventory | In Operation | [15 empty] | GESCOM | HSEPL | Clean Solar Power Tumkur Private Limited | Skyfri |  |  |  | 0.062833
Chittapur | Chittapur_ICR2 | String | Chittapur_ICR2_INV2_SMB1_S8 | PV Module String | Chittapur_ICR2_INV2_SMB1 |  |  |  |  | 42 | Main Inventory | In Operation | [15 empty] | GESCOM | HSEPL | Clean Solar Power Tumkur Private Limited | Skyfri |  |  |  | 0.062833
Chittapur | Chittapur_ICR2 | String | Chittapur_ICR2_INV2_SMB1_S9 | PV Module String | Chittapur_ICR2_INV2_SMB1 |  |  |  |  | 42 | Main Inventory | In Operation | [15 empty] | GESCOM | HSEPL | Clean Solar Power Tumkur Private Limited | Skyfri |  |  |  | 0.062833
Chittapur | Chittapur_ICR2 | String | Chittapur_ICR2_INV2_SMB1_S10 | PV Module String | Chittapur_ICR2_INV2_SMB1 |  |  |  |  | 42 | Main Inventory | In Operation | [15 empty] | GESCOM | HSEPL | Clean Solar Power Tumkur Private Limited | Skyfri |  |  |  | 0.062833
Chittapur | Chittapur_ICR2 | String | Chittapur_ICR2_INV2_SMB1_S11 | PV Module String | Chittapur_ICR2_INV2_SMB1 |  |  |  |  | 42 | Main Inventory | In Operation | [15 empty] | GESCOM | HSEPL | Clean Solar Power Tumkur Private Limited | Skyfri |  |  |  | 0.062833
Chittapur | Chittapur_ICR2 | String | Chittapur_ICR2_INV2_SMB1_S12 | PV Module String | Chittapur_ICR2_INV2_SMB1 |  |  |  |  | 42 | Main Inventory | In Operation | [15 empty] | GESCOM | HSEPL | Clean Solar Power Tumkur Private Limited | Skyfri |  |  |  | 0.062833
Chittapur | Chittapur_ICR2 | String | Chittapur_ICR2_INV2_SMB1_S13 | PV Module String | Chittapur_ICR2_INV2_SMB1 |  |  |  |  | 42 | Main Inventory | In Operation | [15 empty] | GESCOM | HSEPL | Clean Solar Power Tumkur Private Limited | Skyfri |  |  |  | 0.062833
Chittapur | Chittapur_ICR2 | String | Chittapur_ICR2_INV2_SMB2_S1 | PV Module String | Chittapur_ICR2_INV2_SMB2 |  |  |  |  | 42 | Main Inventory | In Operation | [15 empty] | GESCOM | HSEPL | Clean Solar Power Tumkur Private Limited | Skyfri |  |  |  | 0.062833
Chittapur | Chittapur_ICR2 | String | Chittapur_ICR2_INV2_SMB2_S2 | PV Module String | Chittapur_ICR2_INV2_SMB2 |  |  |  |  | 42 | Main Inventory | In Operation | [15 empty] | GESCOM | HSEPL | Clean Solar Power Tumkur Private Limited | Skyfri |  |  |  | 0.062833
Chittapur | Chittapur_ICR2 | String | Chittapur_ICR2_INV2_SMB2_S3 | PV Module String | Chittapur_ICR2_INV2_SMB2 |  |  |  |  | 42 | Main Inventory | In Operation | [15 empty] | GESCOM | HSEPL | Clean Solar Power Tumkur Private Limited | Skyfri |  |  |  | 0.062833
Chittapur | Chittapur_ICR2 | String | Chittapur_ICR2_INV2_SMB2_S4 | PV Module String | Chittapur_ICR2_INV2_SMB2 |  |  |  |  | 42 | Main Inventory | In Operation | [15 empty] | GESCOM | HSEPL | Clean Solar Power Tumkur Private Limited | Skyfri |  |  |  | 0.062833
Chittapur | Chittapur_ICR2 | String | Chittapur_ICR2_INV2_SMB2_S5 | PV Module String | Chittapur_ICR2_INV2_SMB2 |  |  |  |  | 42 | Main Inventory | In Operation | [15 empty] | GESCOM | HSEPL | Clean Solar Power Tumkur Private Limited | Skyfri |  |  |  | 0.062833
Chittapur | Chittapur_ICR2 | String | Chittapur_ICR2_INV2_SMB2_S6 | PV Module String | Chittapur_ICR2_INV2_SMB2 |  |  |  |  | 42 | Main Inventory | In Operation | [15 empty] | GESCOM | HSEPL | Clean Solar Power Tumkur Private Limited | Skyfri |  |  |  | 0.062833
Chittapur | Chittapur_ICR2 | String | Chittapur_ICR2_INV2_SMB2_S7 | PV Module String | Chittapur_ICR2_INV2_SMB2 |  |  |  |  | 42 | Main Inventory | In Operation | [15 empty] | GESCOM | HSEPL | Clean Solar Power Tumkur Private Limited | Skyfri |  |  |  | 0.062833
Chittapur | Chittapur_ICR2 | String | Chittapur_ICR2_INV2_SMB2_S8 | PV Module String | Chittapur_ICR2_INV2_SMB2 |  |  |  |  | 42 | Main Inventory | In Operation | [15 empty] | GESCOM | HSEPL | Clean Solar Power Tumkur Private Limited | Skyfri |  |  |  | 0.062833
Chittapur | Chittapur_ICR2 | String | Chittapur_ICR2_INV2_SMB2_S9 | PV Module String | Chittapur_ICR2_INV2_SMB2 |  |  |  |  | 42 | Main Inventory | In Operation | [15 empty] | GESCOM | HSEPL | Clean Solar Power Tumkur Private Limited | Skyfri |  |  |  | 0.062833
Chittapur | Chittapur_ICR2 | String | Chittapur_ICR2_INV2_SMB2_S10 | PV Module String | Chittapur_ICR2_INV2_SMB2 |  |  |  |  | 42 | Main Inventory | In Operation | [15 empty] | GESCOM | HSEPL | Clean Solar Power Tumkur Private Limited | Skyfri |  |  |  | 0.062833
Chittapur | Chittapur_ICR2 | String | Chittapur_ICR2_INV2_SMB2_S11 | PV Module String | Chittapur_ICR2_INV2_SMB2 |  |  |  |  | 42 | Main Inventory | In Operation | [15 empty] | GESCOM | HSEPL | Clean Solar Power Tumkur Private Limited | Skyfri |  |  |  | 0.062833
Chittapur | Chittapur_ICR2 | String | Chittapur_ICR2_INV2_SMB2_S12 | PV Module String | Chittapur_ICR2_INV2_SMB2 |  |  |  |  | 42 | Main Inventory | In Operation | [15 empty] | GESCOM | HSEPL | Clean Solar Power Tumkur Private Limited | Skyfri |  |  |  | 0.062833
Chittapur | Chittapur_ICR2 | String | Chittapur_ICR2_INV2_SMB3_S1 | PV Module String | Chittapur_ICR2_INV2_SMB3 |  |  |  |  | 42 | Main Inventory | In Operation | [15 empty] | GESCOM | HSEPL | Clean Solar Power Tumkur Private Limited | Skyfri |  |  |  | 0.062833
Chittapur | Chittapur_ICR2 | String | Chittapur_ICR2_INV2_SMB3_S2 | PV Module String | Chittapur_ICR2_INV2_SMB3 |  |  |  |  | 42 | Main Inventory | In Operation | [15 empty] | GESCOM | HSEPL | Clean Solar Power Tumkur Private Limited | Skyfri |  |  |  | 0.062833
Chittapur | Chittapur_ICR2 | String | Chittapur_ICR2_INV2_SMB3_S3 | PV Module String | Chittapur_ICR2_INV2_SMB3 |  |  |  |  | 42 | Main Inventory | In Operation | [15 empty] | GESCOM | HSEPL | Clean Solar Power Tumkur Private Limited | Skyfri |  |  |  | 0.062833
Chittapur | Chittapur_ICR2 | String | Chittapur_ICR2_INV2_SMB3_S4 | PV Module String | Chittapur_ICR2_INV2_SMB3 |  |  |  |  | 42 | Main Inventory | In Operation | [15 empty] | GESCOM | HSEPL | Clean Solar Power Tumkur Private Limited | Skyfri |  |  |  | 0.062833
Chittapur | Chittapur_ICR2 | String | Chittapur_ICR2_INV2_SMB3_S5 | PV Module String | Chittapur_ICR2_INV2_SMB3 |  |  |  |  | 42 | Main Inventory | In Operation | [15 empty] | GESCOM | HSEPL | Clean Solar Power Tumkur Private Limited | Skyfri |  |  |  | 0.062833
Chittapur | Chittapur_ICR2 | String | Chittapur_ICR2_INV2_SMB3_S6 | PV Module String | Chittapur_ICR2_INV2_SMB3 |  |  |  |  | 42 | Main Inventory | In Operation | [15 empty] | GESCOM | HSEPL | Clean Solar Power Tumkur Private Limited | Skyfri |  |  |  | 0.062833
Chittapur | Chittapur_ICR2 | String | Chittapur_ICR2_INV2_SMB3_S7 | PV Module String | Chittapur_ICR2_INV2_SMB3 |  |  |  |  | 42 | Main Inventory | In Operation | [15 empty] | GESCOM | HSEPL | Clean Solar Power Tumkur Private Limited | Skyfri |  |  |  | 0.062833
Chittapur | Chittapur_ICR2 | String | Chittapur_ICR2_INV2_SMB3_S8 | PV Module String | Chittapur_ICR2_INV2_SMB3 |  |  |  |  | 42 | Main Inventory | In Operation | [15 empty] | GESCOM | HSEPL | Clean Solar Power Tumkur Private Limited | Skyfri |  |  |  | 0.062833
Chittapur | Chittapur_ICR2 | String | Chittapur_ICR2_INV2_SMB3_S9 | PV Module String | Chittapur_ICR2_INV2_SMB3 |  |  |  |  | 42 | Main Inventory | In Operation | [15 empty] | GESCOM | HSEPL | Clean Solar Power Tumkur Private Limited | Skyfri |  |  |  | 0.062833
Chittapur | Chittapur_ICR2 | String | Chittapur_ICR2_INV2_SMB3_S10 | PV Module String | Chittapur_ICR2_INV2_SMB3 |  |  |  |  | 42 | Main Inventory | In Operation | [15 empty] | GESCOM | HSEPL | Clean Solar Power Tumkur Private Limited | Skyfri |  |  |  | 0.062833
Chittapur | Chittapur_ICR2 | String | Chittapur_ICR2_INV2_SMB3_S11 | PV Module String | Chittapur_ICR2_INV2_SMB3 |  |  |  |  | 42 | Main Inventory | In Operation | [15 empty] | GESCOM | HSEPL | Clean Solar Power Tumkur Private Limited | Skyfri |  |  |  | 0.062833
Chittapur | Chittapur_ICR2 | String | Chittapur_ICR2_INV2_SMB3_S12 | PV Module String | Chittapur_ICR2_INV2_SMB3 |  |  |  |  | 42 | Main Inventory | In Operation | [15 empty] | GESCOM | HSEPL | Clean Solar Power Tumkur Private Limited | Skyfri |  |  |  | 0.062833
Chittapur | Chittapur_ICR2 | String | Chittapur_ICR2_INV2_SMB4_S1 | PV Module String | Chittapur_ICR2_INV2_SMB4 |  |  |  |  | 42 | Main Inventory | In Operation | [15 empty] | GESCOM | HSEPL | Clean Solar Power Tumkur Private Limited | Skyfri |  |  |  | 0.062833
Chittapur | Chittapur_ICR2 | String | Chittapur_ICR2_INV2_SMB4_S2 | PV Module String | Chittapur_ICR2_INV2_SMB4 |  |  |  |  | 42 | Main Inventory | In Operation | [15 empty] | GESCOM | HSEPL | Clean Solar Power Tumkur Private Limited | Skyfri |  |  |  | 0.062833
Chittapur | Chittapur_ICR2 | String | Chittapur_ICR2_INV2_SMB4_S3 | PV Module String | Chittapur_ICR2_INV2_SMB4 |  |  |  |  | 42 | Main Inventory | In Operation | [15 empty] | GESCOM | HSEPL | Clean Solar Power Tumkur Private Limited | Skyfri |  |  |  | 0.062833
Chittapur | Chittapur_ICR2 | String | Chittapur_ICR2_INV2_SMB4_S4 | PV Module String | Chittapur_ICR2_INV2_SMB4 |  |  |  |  | 42 | Main Inventory | In Operation | [15 empty] | GESCOM | HSEPL | Clean Solar Power Tumkur Private Limited | Skyfri |  |  |  | 0.062833
Chittapur | Chittapur_ICR2 | String | Chittapur_ICR2_INV2_SMB4_S5 | PV Module String | Chittapur_ICR2_INV2_SMB4 |  |  |  |  | 42 | Main Inventory | In Operation | [15 empty] | GESCOM | HSEPL | Clean Solar Power Tumkur Private Limited | Skyfri |  |  |  | 0.062833
Chittapur | Chittapur_ICR2 | String | Chittapur_ICR2_INV2_SMB4_S6 | PV Module String | Chittapur_ICR2_INV2_SMB4 |  |  |  |  | 42 | Main Inventory | In Operation | [15 empty] | GESCOM | HSEPL | Clean Solar Power Tumkur Private Limited | Skyfri |  |  |  | 0.062833
Chittapur | Chittapur_ICR2 | String | Chittapur_ICR2_INV2_SMB4_S7 | PV Module String | Chittapur_ICR2_INV2_SMB4 |  |  |  |  | 42 | Main Inventory | In Operation | [15 empty] | GESCOM | HSEPL | Clean Solar Power Tumkur Private Limited | Skyfri |  |  |  | 0.062833
Chittapur | Chittapur_ICR2 | String | Chittapur_ICR2_INV2_SMB4_S8 | PV Module String | Chittapur_ICR2_INV2_SMB4 |  |  |  |  | 42 | Main Inventory | In Operation | [15 empty] | GESCOM | HSEPL | Clean Solar Power Tumkur Private Limited | Skyfri |  |  |  | 0.062833
Chittapur | Chittapur_ICR2 | String | Chittapur_ICR2_INV2_SMB4_S9 | PV Module String | Chittapur_ICR2_INV2_SMB4 |  |  |  |  | 42 | Main Inventory | In Operation | [15 empty] | GESCOM | HSEPL | Clean Solar Power Tumkur Private Limited | Skyfri |  |  |  | 0.062833
Chittapur | Chittapur_ICR2 | String | Chittapur_ICR2_INV2_SMB4_S10 | PV Module String | Chittapur_ICR2_INV2_SMB4 |  |  |  |  | 42 | Main Inventory | In Operation | [15 empty] | GESCOM | HSEPL | Clean Solar Power Tumkur Private Limited | Skyfri |  |  |  | 0.062833
Chittapur | Chittapur_ICR2 | String | Chittapur_ICR2_INV2_SMB4_S11 | PV Module String | Chittapur_ICR2_INV2_SMB4 |  |  |  |  | 42 | Main Inventory | In Operation | [15 empty] | GESCOM | HSEPL | Clean Solar Power Tumkur Private Limited | Skyfri |  |  |  | 0.062833
Chittapur | Chittapur_ICR2 | String | Chittapur_ICR2_INV2_SMB4_S12 | PV Module String | Chittapur_ICR2_INV2_SMB4 |  |  |  |  | 42 | Main Inventory | In Operation | [15 empty] | GESCOM | HSEPL | Clean Solar Power Tumkur Private Limited | Skyfri |  |  |  | 0.062833
Chittapur | Chittapur_ICR2 | String | Chittapur_ICR2_INV2_SMB5_S1 | PV Module String | Chittapur_ICR2_INV2_SMB5 |  |  |  |  | 42 | Main Inventory | In Operation | [15 empty] | GESCOM | HSEPL | Clean Solar Power Tumkur Private Limited | Skyfri |  |  |  | 0.062833
Chittapur | Chittapur_ICR2 | String | Chittapur_ICR2_INV2_SMB5_S2 | PV Module String | Chittapur_ICR2_INV2_SMB5 |  |  |  |  | 42 | Main Inventory | In Operation | [15 empty] | GESCOM | HSEPL | Clean Solar Power Tumkur Private Limited | Skyfri |  |  |  | 0.062833
Chittapur | Chittapur_ICR2 | String | Chittapur_ICR2_INV2_SMB5_S3 | PV Module String | Chittapur_ICR2_INV2_SMB5 |  |  |  |  | 42 | Main Inventory | In Operation | [15 empty] | GESCOM | HSEPL | Clean Solar Power Tumkur Private Limited | Skyfri |  |  |  | 0.062833
Chittapur | Chittapur_ICR2 | String | Chittapur_ICR2_INV2_SMB5_S4 | PV Module String | Chittapur_ICR2_INV2_SMB5 |  |  |  |  | 42 | Main Inventory | In Operation | [15 empty] | GESCOM | HSEPL | Clean Solar Power Tumkur Private Limited | Skyfri |  |  |  | 0.062833
Chittapur | Chittapur_ICR2 | String | Chittapur_ICR2_INV2_SMB5_S5 | PV Module String | Chittapur_ICR2_INV2_SMB5 |  |  |  |  | 42 | Main Inventory | In Operation | [15 empty] | GESCOM | HSEPL | Clean Solar Power Tumkur Private Limited | Skyfri |  |  |  | 0.062833
Chittapur | Chittapur_ICR2 | String | Chittapur_ICR2_INV2_SMB5_S6 | PV Module String | Chittapur_ICR2_INV2_SMB5 |  |  |  |  | 42 | Main Inventory | In Operation | [15 empty] | GESCOM | HSEPL | Clean Solar Power Tumkur Private Limited | Skyfri |  |  |  | 0.062833
Chittapur | Chittapur_ICR2 | String | Chittapur_ICR2_INV2_SMB5_S7 | PV Module String | Chittapur_ICR2_INV2_SMB5 |  |  |  |  | 42 | Main Inventory | In Operation | [15 empty] | GESCOM | HSEPL | Clean Solar Power Tumkur Private Limited | Skyfri |  |  |  | 0.062833
Chittapur | Chittapur_ICR2 | String | Chittapur_ICR2_INV2_SMB5_S8 | PV Module String | Chittapur_ICR2_INV2_SMB5 |  |  |  |  | 42 | Main Inventory | In Operation | [15 empty] | GESCOM | HSEPL | Clean Solar Power Tumkur Private Limited | Skyfri |  |  |  | 0.062833
Chittapur | Chittapur_ICR2 | String | Chittapur_ICR2_INV2_SMB5_S9 | PV Module String | Chittapur_ICR2_INV2_SMB5 |  |  |  |  | 42 | Main Inventory | In Operation | [15 empty] | GESCOM | HSEPL | Clean Solar Power Tumkur Private Limited | Skyfri |  |  |  | 0.062833
Chittapur | Chittapur_ICR2 | String | Chittapur_ICR2_INV2_SMB5_S10 | PV Module String | Chittapur_ICR2_INV2_SMB5 |  |  |  |  | 42 | Main Inventory | In Operation | [15 empty] | GESCOM | HSEPL | Clean Solar Power Tumkur Private Limited | Skyfri |  |  |  | 0.062833
Chittapur | Chittapur_ICR2 | String | Chittapur_ICR2_INV2_SMB5_S11 | PV Module String | Chittapur_ICR2_INV2_SMB5 |  |  |  |  | 42 | Main Inventory | In Operation | [15 empty] | GESCOM | HSEPL | Clean Solar Power Tumkur Private Limited | Skyfri |  |  |  | 0.062833
Chittapur | Chittapur_ICR2 | String | Chittapur_ICR2_INV2_SMB5_S12 | PV Module String | Chittapur_ICR2_INV2_SMB5 |  |  |  |  | 42 | Main Inventory | In Operation | [15 empty] | GESCOM | HSEPL | Clean Solar Power Tumkur Private Limited | Skyfri |  |  |  | 0.062833
Chittapur | Chittapur_ICR2 | String | Chittapur_ICR2_INV2_SMB6_S1 | PV Module String | Chittapur_ICR2_INV2_SMB6 |  |  |  |  | 42 | Main Inventory | In Operation | [15 empty] | GESCOM | HSEPL | Clean Solar Power Tumkur Private Limited | Skyfri |  |  |  | 0.062833
Chittapur | Chittapur_ICR2 | String | Chittapur_ICR2_INV2_SMB6_S2 | PV Module String | Chittapur_ICR2_INV2_SMB6 |  |  |  |  | 42 | Main Inventory | In Operation | [15 empty] | GESCOM | HSEPL | Clean Solar Power Tumkur Private Limited | Skyfri |  |  |  | 0.062833
Chittapur | Chittapur_ICR2 | String | Chittapur_ICR2_INV2_SMB6_S3 | PV Module String | Chittapur_ICR2_INV2_SMB6 |  |  |  |  | 42 | Main Inventory | In Operation | [15 empty] | GESCOM | HSEPL | Clean Solar Power Tumkur Private Limited | Skyfri |  |  |  | 0.062833
Chittapur | Chittapur_ICR2 | String | Chittapur_ICR2_INV2_SMB6_S4 | PV Module String | Chittapur_ICR2_INV2_SMB6 |  |  |  |  | 42 | Main Inventory | In Operation | [15 empty] | GESCOM | HSEPL | Clean Solar Power Tumkur Private Limited | Skyfri |  |  |  | 0.062833
Chittapur | Chittapur_ICR2 | String | Chittapur_ICR2_INV2_SMB6_S5 | PV Module String | Chittapur_ICR2_INV2_SMB6 |  |  |  |  | 42 | Main Inventory | In Operation | [15 empty] | GESCOM | HSEPL | Clean Solar Power Tumkur Private Limited | Skyfri |  |  |  | 0.062833
Chittapur | Chittapur_ICR2 | String | Chittapur_ICR2_INV2_SMB6_S6 | PV Module String | Chittapur_ICR2_INV2_SMB6 |  |  |  |  | 42 | Main Inventory | In Operation | [15 empty] | GESCOM | HSEPL | Clean Solar Power Tumkur Private Limited | Skyfri |  |  |  | 0.062833
Chittapur | Chittapur_ICR2 | String | Chittapur_ICR2_INV2_SMB6_S7 | PV Module String | Chittapur_ICR2_INV2_SMB6 |  |  |  |  | 42 | Main Inventory | In Operation | [15 empty] | GESCOM | HSEPL | Clean Solar Power Tumkur Private Limited | Skyfri |  |  |  | 0.062833
Chittapur | Chittapur_ICR2 | String | Chittapur_ICR2_INV2_SMB6_S8 | PV Module String | Chittapur_ICR2_INV2_SMB6 |  |  |  |  | 42 | Main Inventory | In Operation | [15 empty] | GESCOM | HSEPL | Clean Solar Power Tumkur Private Limited | Skyfri |  |  |  | 0.062833
Chittapur | Chittapur_ICR2 | String | Chittapur_ICR2_INV2_SMB6_S9 | PV Module String | Chittapur_ICR2_INV2_SMB6 |  |  |  |  | 42 | Main Inventory | In Operation | [15 empty] | GESCOM | HSEPL | Clean Solar Power Tumkur Private Limited | Skyfri |  |  |  | 0.062833
Chittapur | Chittapur_ICR2 | String | Chittapur_ICR2_INV2_SMB6_S10 | PV Module String | Chittapur_ICR2_INV2_SMB6 |  |  |  |  | 42 | Main Inventory | In Operation | [15 empty] | GESCOM | HSEPL | Clean Solar Power Tumkur Private Limited | Skyfri |  |  |  | 0.062833
Chittapur | Chittapur_ICR2 | String | Chittapur_ICR2_INV2_SMB6_S11 | PV Module String | Chittapur_ICR2_INV2_SMB6 |  |  |  |  | 42 | Main Inventory | In Operation | [15 empty] | GESCOM | HSEPL | Clean Solar Power Tumkur Private Limited | Skyfri |  |  |  | 0.062833
Chittapur | Chittapur_ICR2 | String | Chittapur_ICR2_INV2_SMB6_S12 | PV Module String | Chittapur_ICR2_INV2_SMB6 |  |  |  |  | 42 | Main Inventory | In Operation | [15 empty] | GESCOM | HSEPL | Clean Solar Power Tumkur Private Limited | Skyfri |  |  |  | 0.062833
Chittapur | Chittapur_ICR2 | String | Chittapur_ICR2_INV2_SMB7_S1 | PV Module String | Chittapur_ICR2_INV2_SMB7 |  |  |  |  | 42 | Main Inventory | In Operation | [15 empty] | GESCOM | HSEPL | Clean Solar Power Tumkur Private Limited | Skyfri |  |  |  | 0.062833
Chittapur | Chittapur_ICR2 | String | Chittapur_ICR2_INV2_SMB7_S2 | PV Module String | Chittapur_ICR2_INV2_SMB7 |  |  |  |  | 42 | Main Inventory | In Operation | [15 empty] | GESCOM | HSEPL | Clean Solar Power Tumkur Private Limited | Skyfri |  |  |  | 0.062833
Chittapur | Chittapur_ICR2 | String | Chittapur_ICR2_INV2_SMB7_S3 | PV Module String | Chittapur_ICR2_INV2_SMB7 |  |  |  |  | 42 | Main Inventory | In Operation | [15 empty] | GESCOM | HSEPL | Clean Solar Power Tumkur Private Limited | Skyfri |  |  |  | 0.062833
Chittapur | Chittapur_ICR2 | String | Chittapur_ICR2_INV2_SMB7_S4 | PV Module String | Chittapur_ICR2_INV2_SMB7 |  |  |  |  | 42 | Main Inventory | In Operation | [15 empty] | GESCOM | HSEPL | Clean Solar Power Tumkur Private Limited | Skyfri |  |  |  | 0.062833
Chittapur | Chittapur_ICR2 | String | Chittapur_ICR2_INV2_SMB7_S5 | PV Module String | Chittapur_ICR2_INV2_SMB7 |  |  |  |  | 42 | Main Inventory | In Operation | [15 empty] | GESCOM | HSEPL | Clean Solar Power Tumkur Private Limited | Skyfri |  |  |  | 0.062833
Chittapur | Chittapur_ICR2 | String | Chittapur_ICR2_INV2_SMB7_S6 | PV Module String | Chittapur_ICR2_INV2_SMB7 |  |  |  |  | 42 | Main Inventory | In Operation | [15 empty] | GESCOM | HSEPL | Clean Solar Power Tumkur Private Limited | Skyfri |  |  |  | 0.062833
Chittapur | Chittapur_ICR2 | String | Chittapur_ICR2_INV2_SMB7_S7 | PV Module String | Chittapur_ICR2_INV2_SMB7 |  |  |  |  | 42 | Main Inventory | In Operation | [15 empty] | GESCOM | HSEPL | Clean Solar Power Tumkur Private Limited | Skyfri |  |  |  | 0.062833
Chittapur | Chittapur_ICR2 | String | Chittapur_ICR2_INV2_SMB7_S8 | PV Module String | Chittapur_ICR2_INV2_SMB7 |  |  |  |  | 42 | Main Inventory | In Operation | [15 empty] | GESCOM | HSEPL | Clean Solar Power Tumkur Private Limited | Skyfri |  |  |  | 0.062833
Chittapur | Chittapur_ICR2 | String | Chittapur_ICR2_INV2_SMB7_S9 | PV Module String | Chittapur_ICR2_INV2_SMB7 |  |  |  |  | 42 | Main Inventory | In Operation | [15 empty] | GESCOM | HSEPL | Clean Solar Power Tumkur Private Limited | Skyfri |  |  |  | 0.062833
Chittapur | Chittapur_ICR2 | String | Chittapur_ICR2_INV2_SMB7_S10 | PV Module String | Chittapur_ICR2_INV2_SMB7 |  |  |  |  | 42 | Main Inventory | In Operation | [15 empty] | GESCOM | HSEPL | Clean Solar Power Tumkur Private Limited | Skyfri |  |  |  | 0.062833
Chittapur | Chittapur_ICR2 | String | Chittapur_ICR2_INV2_SMB7_S11 | PV Module String | Chittapur_ICR2_INV2_SMB7 |  |  |  |  | 42 | Main Inventory | In Operation | [15 empty] | GESCOM | HSEPL | Clean Solar Power Tumkur Private Limited | Skyfri |  |  |  | 0.062833
Chittapur | Chittapur_ICR2 | String | Chittapur_ICR2_INV2_SMB7_S12 | PV Module String | Chittapur_ICR2_INV2_SMB7 |  |  |  |  | 42 | Main Inventory | In Operation | [15 empty] | GESCOM | HSEPL | Clean Solar Power Tumkur Private Limited | Skyfri |  |  |  | 0.062833
Chittapur | Chittapur_ICR2 | String | Chittapur_ICR2_INV3_SMB1_S1 | PV Module String | Chittapur_ICR2_INV3_SMB1 |  |  |  |  | 42 | Main Inventory | In Operation | [15 empty] | GESCOM | HSEPL | Clean Solar Power Tumkur Private Limited | Skyfri |  |  |  | 0.062833
Chittapur | Chittapur_ICR2 | String | Chittapur_ICR2_INV3_SMB1_S2 | PV Module String | Chittapur_ICR2_INV3_SMB1 |  |  |  |  | 42 | Main Inventory | In Operation | [15 empty] | GESCOM | HSEPL | Clean Solar Power Tumkur Private Limited | Skyfri |  |  |  | 0.062833
Chittapur | Chittapur_ICR2 | String | Chittapur_ICR2_INV3_SMB1_S3 | PV Module String | Chittapur_ICR2_INV3_SMB1 |  |  |  |  | 42 | Main Inventory | In Operation | [15 empty] | GESCOM | HSEPL | Clean Solar Power Tumkur Private Limited | Skyfri |  |  |  | 0.062833
Chittapur | Chittapur_ICR2 | String | Chittapur_ICR2_INV3_SMB1_S4 | PV Module String | Chittapur_ICR2_INV3_SMB1 |  |  |  |  | 42 | Main Inventory | In Operation | [15 empty] | GESCOM | HSEPL | Clean Solar Power Tumkur Private Limited | Skyfri |  |  |  | 0.062833
Chittapur | Chittapur_ICR2 | String | Chittapur_ICR2_INV3_SMB1_S5 | PV Module String | Chittapur_ICR2_INV3_SMB1 |  |  |  |  | 42 | Main Inventory | In Operation | [15 empty] | GESCOM | HSEPL | Clean Solar Power Tumkur Private Limited | Skyfri |  |  |  | 0.062833
Chittapur | Chittapur_ICR2 | String | Chittapur_ICR2_INV3_SMB1_S6 | PV Module String | Chittapur_ICR2_INV3_SMB1 |  |  |  |  | 42 | Main Inventory | In Operation | [15 empty] | GESCOM | HSEPL | Clean Solar Power Tumkur Private Limited | Skyfri |  |  |  | 0.062833
Chittapur | Chittapur_ICR2 | String | Chittapur_ICR2_INV3_SMB1_S7 | PV Module String | Chittapur_ICR2_INV3_SMB1 |  |  |  |  | 42 | Main Inventory | In Operation | [15 empty] | GESCOM | HSEPL | Clean Solar Power Tumkur Private Limited | Skyfri |  |  |  | 0.062833
Chittapur | Chittapur_ICR2 | String | Chittapur_ICR2_INV3_SMB1_S8 | PV Module String | Chittapur_ICR2_INV3_SMB1 |  |  |  |  | 42 | Main Inventory | In Operation | [15 empty] | GESCOM | HSEPL | Clean Solar Power Tumkur Private Limited | Skyfri |  |  |  | 0.062833
Chittapur | Chittapur_ICR2 | String | Chittapur_ICR2_INV3_SMB1_S9 | PV Module String | Chittapur_ICR2_INV3_SMB1 |  |  |  |  | 42 | Main Inventory | In Operation | [15 empty] | GESCOM | HSEPL | Clean Solar Power Tumkur Private Limited | Skyfri |  |  |  | 0.062833
Chittapur | Chittapur_ICR2 | String | Chittapur_ICR2_INV3_SMB1_S10 | PV Module String | Chittapur_ICR2_INV3_SMB1 |  |  |  |  | 42 | Main Inventory | In Operation | [15 empty] | GESCOM | HSEPL | Clean Solar Power Tumkur Private Limited | Skyfri |  |  |  | 0.062833
Chittapur | Chittapur_ICR2 | String | Chittapur_ICR2_INV3_SMB1_S11 | PV Module String | Chittapur_ICR2_INV3_SMB1 |  |  |  |  | 42 | Main Inventory | In Operation | [15 empty] | GESCOM | HSEPL | Clean Solar Power Tumkur Private Limited | Skyfri |  |  |  | 0.062833
Chittapur | Chittapur_ICR2 | String | Chittapur_ICR2_INV3_SMB1_S12 | PV Module String | Chittapur_ICR2_INV3_SMB1 |  |  |  |  | 42 | Main Inventory | In Operation | [15 empty] | GESCOM | HSEPL | Clean Solar Power Tumkur Private Limited | Skyfri |  |  |  | 0.062833
Chittapur | Chittapur_ICR2 | String | Chittapur_ICR2_INV3_SMB2_S1 | PV Module String | Chittapur_ICR2_INV3_SMB2 |  |  |  |  | 42 | Main Inventory | In Operation | [15 empty] | GESCOM | HSEPL | Clean Solar Power Tumkur Private Limited | Skyfri |  |  |  | 0.062833
Chittapur | Chittapur_ICR2 | String | Chittapur_ICR2_INV3_SMB2_S2 | PV Module String | Chittapur_ICR2_INV3_SMB2 |  |  |  |  | 42 | Main Inventory | In Operation | [15 empty] | GESCOM | HSEPL | Clean Solar Power Tumkur Private Limited | Skyfri |  |  |  | 0.062833
Chittapur | Chittapur_ICR2 | String | Chittapur_ICR2_INV3_SMB2_S3 | PV Module String | Chittapur_ICR2_INV3_SMB2 |  |  |  |  | 42 | Main Inventory | In Operation | [15 empty] | GESCOM | HSEPL | Clean Solar Power Tumkur Private Limited | Skyfri |  |  |  | 0.062833
Chittapur | Chittapur_ICR2 | String | Chittapur_ICR2_INV3_SMB2_S4 | PV Module String | Chittapur_ICR2_INV3_SMB2 |  |  |  |  | 42 | Main Inventory | In Operation | [15 empty] | GESCOM | HSEPL | Clean Solar Power Tumkur Private Limited | Skyfri |  |  |  | 0.062833
Chittapur | Chittapur_ICR2 | String | Chittapur_ICR2_INV3_SMB2_S5 | PV Module String | Chittapur_ICR2_INV3_SMB2 |  |  |  |  | 42 | Main Inventory | In Operation | [15 empty] | GESCOM | HSEPL | Clean Solar Power Tumkur Private Limited | Skyfri |  |  |  | 0.062833
Chittapur | Chittapur_ICR2 | String | Chittapur_ICR2_INV3_SMB2_S6 | PV Module String | Chittapur_ICR2_INV3_SMB2 |  |  |  |  | 42 | Main Inventory | In Operation | [15 empty] | GESCOM | HSEPL | Clean Solar Power Tumkur Private Limited | Skyfri |  |  |  | 0.062833
Chittapur | Chittapur_ICR2 | String | Chittapur_ICR2_INV3_SMB2_S7 | PV Module String | Chittapur_ICR2_INV3_SMB2 |  |  |  |  | 42 | Main Inventory | In Operation | [15 empty] | GESCOM | HSEPL | Clean Solar Power Tumkur Private Limited | Skyfri |  |  |  | 0.062833
Chittapur | Chittapur_ICR2 | String | Chittapur_ICR2_INV3_SMB2_S8 | PV Module String | Chittapur_ICR2_INV3_SMB2 |  |  |  |  | 42 | Main Inventory | In Operation | [15 empty] | GESCOM | HSEPL | Clean Solar Power Tumkur Private Limited | Skyfri |  |  |  | 0.062833
Chittapur | Chittapur_ICR2 | String | Chittapur_ICR2_INV3_SMB2_S9 | PV Module String | Chittapur_ICR2_INV3_SMB2 |  |  |  |  | 42 | Main Inventory | In Operation | [15 empty] | GESCOM | HSEPL | Clean Solar Power Tumkur Private Limited | Skyfri |  |  |  | 0.062833
Chittapur | Chittapur_ICR2 | String | Chittapur_ICR2_INV3_SMB2_S10 | PV Module String | Chittapur_ICR2_INV3_SMB2 |  |  |  |  | 42 | Main Inventory | In Operation | [15 empty] | GESCOM | HSEPL | Clean Solar Power Tumkur Private Limited | Skyfri |  |  |  | 0.062833
Chittapur | Chittapur_ICR2 | String | Chittapur_ICR2_INV3_SMB2_S11 | PV Module String | Chittapur_ICR2_INV3_SMB2 |  |  |  |  | 42 | Main Inventory | In Operation | [15 empty] | GESCOM | HSEPL | Clean Solar Power Tumkur Private Limited | Skyfri |  |  |  | 0.062833
Chittapur | Chittapur_ICR2 | String | Chittapur_ICR2_INV3_SMB2_S12 | PV Module String | Chittapur_ICR2_INV3_SMB2 |  |  |  |  | 42 | Main Inventory | In Operation | [15 empty] | GESCOM | HSEPL | Clean Solar Power Tumkur Private Limited | Skyfri |  |  |  | 0.062833
Chittapur | Chittapur_ICR2 | String | Chittapur_ICR2_INV3_SMB3_S1 | PV Module String | Chittapur_ICR2_INV3_SMB3 |  |  |  |  | 42 | Main Inventory | In Operation | [15 empty] | GESCOM | HSEPL | Clean Solar Power Tumkur Private Limited | Skyfri |  |  |  | 0.062833
Chittapur | Chittapur_ICR2 | String | Chittapur_ICR2_INV3_SMB3_S2 | PV Module String | Chittapur_ICR2_INV3_SMB3 |  |  |  |  | 42 | Main Inventory | In Operation | [15 empty] | GESCOM | HSEPL | Clean Solar Power Tumkur Private Limited | Skyfri |  |  |  | 0.062833
Chittapur | Chittapur_ICR2 | String | Chittapur_ICR2_INV3_SMB3_S3 | PV Module String | Chittapur_ICR2_INV3_SMB3 |  |  |  |  | 42 | Main Inventory | In Operation | [15 empty] | GESCOM | HSEPL | Clean Solar Power Tumkur Private Limited | Skyfri |  |  |  | 0.062833
Chittapur | Chittapur_ICR2 | String | Chittapur_ICR2_INV3_SMB3_S4 | PV Module String | Chittapur_ICR2_INV3_SMB3 |  |  |  |  | 42 | Main Inventory | In Operation | [15 empty] | GESCOM | HSEPL | Clean Solar Power Tumkur Private Limited | Skyfri |  |  |  | 0.062833
Chittapur | Chittapur_ICR2 | String | Chittapur_ICR2_INV3_SMB3_S5 | PV Module String | Chittapur_ICR2_INV3_SMB3 |  |  |  |  | 42 | Main Inventory | In Operation | [15 empty] | GESCOM | HSEPL | Clean Solar Power Tumkur Private Limited | Skyfri |  |  |  | 0.062833
Chittapur | Chittapur_ICR2 | String | Chittapur_ICR2_INV3_SMB3_S6 | PV Module String | Chittapur_ICR2_INV3_SMB3 |  |  |  |  | 42 | Main Inventory | In Operation | [15 empty] | GESCOM | HSEPL | Clean Solar Power Tumkur Private Limited | Skyfri |  |  |  | 0.062833
Chittapur | Chittapur_ICR2 | String | Chittapur_ICR2_INV3_SMB3_S7 | PV Module String | Chittapur_ICR2_INV3_SMB3 |  |  |  |  | 42 | Main Inventory | In Operation | [15 empty] | GESCOM | HSEPL | Clean Solar Power Tumkur Private Limited | Skyfri |  |  |  | 0.062833
Chittapur | Chittapur_ICR2 | String | Chittapur_ICR2_INV3_SMB3_S8 | PV Module String | Chittapur_ICR2_INV3_SMB3 |  |  |  |  | 42 | Main Inventory | In Operation | [15 empty] | GESCOM | HSEPL | Clean Solar Power Tumkur Private Limited | Skyfri |  |  |  | 0.062833
Chittapur | Chittapur_ICR2 | String | Chittapur_ICR2_INV3_SMB3_S9 | PV Module String | Chittapur_ICR2_INV3_SMB3 |  |  |  |  | 42 | Main Inventory | In Operation | [15 empty] | GESCOM | HSEPL | Clean Solar Power Tumkur Private Limited | Skyfri |  |  |  | 0.062833
Chittapur | Chittapur_ICR2 | String | Chittapur_ICR2_INV3_SMB3_S10 | PV Module String | Chittapur_ICR2_INV3_SMB3 |  |  |  |  | 42 | Main Inventory | In Operation | [15 empty] | GESCOM | HSEPL | Clean Solar Power Tumkur Private Limited | Skyfri |  |  |  | 0.062833
Chittapur | Chittapur_ICR2 | String | Chittapur_ICR2_INV3_SMB3_S11 | PV Module String | Chittapur_ICR2_INV3_SMB3 |  |  |  |  | 42 | Main Inventory | In Operation | [15 empty] | GESCOM | HSEPL | Clean Solar Power Tumkur Private Limited | Skyfri |  |  |  | 0.062833
Chittapur | Chittapur_ICR2 | String | Chittapur_ICR2_INV3_SMB3_S12 | PV Module String | Chittapur_ICR2_INV3_SMB3 |  |  |  |  | 42 | Main Inventory | In Operation | [15 empty] | GESCOM | HSEPL | Clean Solar Power Tumkur Private Limited | Skyfri |  |  |  | 0.062833
Chittapur | Chittapur_ICR2 | String | Chittapur_ICR2_INV3_SMB4_S1 | PV Module String | Chittapur_ICR2_INV3_SMB4 |  |  |  |  | 42 | Main Inventory | In Operation | [15 empty] | GESCOM | HSEPL | Clean Solar Power Tumkur Private Limited | Skyfri |  |  |  | 0.062833
Chittapur | Chittapur_ICR2 | String | Chittapur_ICR2_INV3_SMB4_S2 | PV Module String | Chittapur_ICR2_INV3_SMB4 |  |  |  |  | 42 | Main Inventory | In Operation | [15 empty] | GESCOM | HSEPL | Clean Solar Power Tumkur Private Limited | Skyfri |  |  |  | 0.062833
Chittapur | Chittapur_ICR2 | String | Chittapur_ICR2_INV3_SMB4_S3 | PV Module String | Chittapur_ICR2_INV3_SMB4 |  |  |  |  | 42 | Main Inventory | In Operation | [15 empty] | GESCOM | HSEPL | Clean Solar Power Tumkur Private Limited | Skyfri |  |  |  | 0.062833
Chittapur | Chittapur_ICR2 | String | Chittapur_ICR2_INV3_SMB4_S4 | PV Module String | Chittapur_ICR2_INV3_SMB4 |  |  |  |  | 42 | Main Inventory | In Operation | [15 empty] | GESCOM | HSEPL | Clean Solar Power Tumkur Private Limited | Skyfri |  |  |  | 0.062833
Chittapur | Chittapur_ICR2 | String | Chittapur_ICR2_INV3_SMB4_S5 | PV Module String | Chittapur_ICR2_INV3_SMB4 |  |  |  |  | 42 | Main Inventory | In Operation | [15 empty] | GESCOM | HSEPL | Clean Solar Power Tumkur Private Limited | Skyfri |  |  |  | 0.062833
Chittapur | Chittapur_ICR2 | String | Chittapur_ICR2_INV3_SMB4_S6 | PV Module String | Chittapur_ICR2_INV3_SMB4 |  |  |  |  | 42 | Main Inventory | In Operation | [15 empty] | GESCOM | HSEPL | Clean Solar Power Tumkur Private Limited | Skyfri |  |  |  | 0.062833
Chittapur | Chittapur_ICR2 | String | Chittapur_ICR2_INV3_SMB4_S7 | PV Module String | Chittapur_ICR2_INV3_SMB4 |  |  |  |  | 42 | Main Inventory | In Operation | [15 empty] | GESCOM | HSEPL | Clean Solar Power Tumkur Private Limited | Skyfri |  |  |  | 0.062833
Chittapur | Chittapur_ICR2 | String | Chittapur_ICR2_INV3_SMB4_S8 | PV Module String | Chittapur_ICR2_INV3_SMB4 |  |  |  |  | 42 | Main Inventory | In Operation | [15 empty] | GESCOM | HSEPL | Clean Solar Power Tumkur Private Limited | Skyfri |  |  |  | 0.062833
Chittapur | Chittapur_ICR2 | String | Chittapur_ICR2_INV3_SMB4_S9 | PV Module String | Chittapur_ICR2_INV3_SMB4 |  |  |  |  | 42 | Main Inventory | In Operation | [15 empty] | GESCOM | HSEPL | Clean Solar Power Tumkur Private Limited | Skyfri |  |  |  | 0.062833
Chittapur | Chittapur_ICR2 | String | Chittapur_ICR2_INV3_SMB4_S10 | PV Module String | Chittapur_ICR2_INV3_SMB4 |  |  |  |  | 42 | Main Inventory | In Operation | [15 empty] | GESCOM | HSEPL | Clean Solar Power Tumkur Private Limited | Skyfri |  |  |  | 0.062833
Chittapur | Chittapur_ICR2 | String | Chittapur_ICR2_INV3_SMB4_S11 | PV Module String | Chittapur_ICR2_INV3_SMB4 |  |  |  |  | 42 | Main Inventory | In Operation | [15 empty] | GESCOM | HSEPL | Clean Solar Power Tumkur Private Limited | Skyfri |  |  |  | 0.062833
Chittapur | Chittapur_ICR2 | String | Chittapur_ICR2_INV3_SMB4_S12 | PV Module String | Chittapur_ICR2_INV3_SMB4 |  |  |  |  | 42 | Main Inventory | In Operation | [15 empty] | GESCOM | HSEPL | Clean Solar Power Tumkur Private Limited | Skyfri |  |  |  | 0.062833
Chittapur | Chittapur_ICR2 | String | Chittapur_ICR2_INV3_SMB5_S1 | PV Module String | Chittapur_ICR2_INV3_SMB5 |  |  |  |  | 42 | Main Inventory | In Operation | [15 empty] | GESCOM | HSEPL | Clean Solar Power Tumkur Private Limited | Skyfri |  |  |  | 0.062833
Chittapur | Chittapur_ICR2 | String | Chittapur_ICR2_INV3_SMB5_S2 | PV Module String | Chittapur_ICR2_INV3_SMB5 |  |  |  |  | 42 | Main Inventory | In Operation | [15 empty] | GESCOM | HSEPL | Clean Solar Power Tumkur Private Limited | Skyfri |  |  |  | 0.062833
Chittapur | Chittapur_ICR2 | String | Chittapur_ICR2_INV3_SMB5_S3 | PV Module String | Chittapur_ICR2_INV3_SMB5 |  |  |  |  | 42 | Main Inventory | In Operation | [15 empty] | GESCOM | HSEPL | Clean Solar Power Tumkur Private Limited | Skyfri |  |  |  | 0.062833
Chittapur | Chittapur_ICR2 | String | Chittapur_ICR2_INV3_SMB5_S4 | PV Module String | Chittapur_ICR2_INV3_SMB5 |  |  |  |  | 42 | Main Inventory | In Operation | [15 empty] | GESCOM | HSEPL | Clean Solar Power Tumkur Private Limited | Skyfri |  |  |  | 0.062833
Chittapur | Chittapur_ICR2 | String | Chittapur_ICR2_INV3_SMB5_S5 | PV Module String | Chittapur_ICR2_INV3_SMB5 |  |  |  |  | 42 | Main Inventory | In Operation | [15 empty] | GESCOM | HSEPL | Clean Solar Power Tumkur Private Limited | Skyfri |  |  |  | 0.062833
Chittapur | Chittapur_ICR2 | String | Chittapur_ICR2_INV3_SMB5_S6 | PV Module String | Chittapur_ICR2_INV3_SMB5 |  |  |  |  | 42 | Main Inventory | In Operation | [15 empty] | GESCOM | HSEPL | Clean Solar Power Tumkur Private Limited | Skyfri |  |  |  | 0.062833
Chittapur | Chittapur_ICR2 | String | Chittapur_ICR2_INV3_SMB5_S7 | PV Module String | Chittapur_ICR2_INV3_SMB5 |  |  |  |  | 42 | Main Inventory | In Operation | [15 empty] | GESCOM | HSEPL | Clean Solar Power Tumkur Private Limited | Skyfri |  |  |  | 0.062833
Chittapur | Chittapur_ICR2 | String | Chittapur_ICR2_INV3_SMB5_S8 | PV Module String | Chittapur_ICR2_INV3_SMB5 |  |  |  |  | 42 | Main Inventory | In Operation | [15 empty] | GESCOM | HSEPL | Clean Solar Power Tumkur Private Limited | Skyfri |  |  |  | 0.062833
Chittapur | Chittapur_ICR2 | String | Chittapur_ICR2_INV3_SMB5_S9 | PV Module String | Chittapur_ICR2_INV3_SMB5 |  |  |  |  | 42 | Main Inventory | In Operation | [15 empty] | GESCOM | HSEPL | Clean Solar Power Tumkur Private Limited | Skyfri |  |  |  | 0.062833
Chittapur | Chittapur_ICR2 | String | Chittapur_ICR2_INV3_SMB5_S10 | PV Module String | Chittapur_ICR2_INV3_SMB5 |  |  |  |  | 42 | Main Inventory | In Operation | [15 empty] | GESCOM | HSEPL | Clean Solar Power Tumkur Private Limited | Skyfri |  |  |  | 0.062833
Chittapur | Chittapur_ICR2 | String | Chittapur_ICR2_INV3_SMB5_S11 | PV Module String | Chittapur_ICR2_INV3_SMB5 |  |  |  |  | 42 | Main Inventory | In Operation | [15 empty] | GESCOM | HSEPL | Clean Solar Power Tumkur Private Limited | Skyfri |  |  |  | 0.062833
Chittapur | Chittapur_ICR2 | String | Chittapur_ICR2_INV3_SMB5_S12 | PV Module String | Chittapur_ICR2_INV3_SMB5 |  |  |  |  | 42 | Main Inventory | In Operation | [15 empty] | GESCOM | HSEPL | Clean Solar Power Tumkur Private Limited | Skyfri |  |  |  | 0.062833
Chittapur | Chittapur_ICR2 | String | Chittapur_ICR2_INV3_SMB6_S1 | PV Module String | Chittapur_ICR2_INV3_SMB6 |  |  |  |  | 42 | Main Inventory | In Operation | [15 empty] | GESCOM | HSEPL | Clean Solar Power Tumkur Private Limited | Skyfri |  |  |  | 0.062833
Chittapur | Chittapur_ICR2 | String | Chittapur_ICR2_INV3_SMB6_S2 | PV Module String | Chittapur_ICR2_INV3_SMB6 |  |  |  |  | 42 | Main Inventory | In Operation | [15 empty] | GESCOM | HSEPL | Clean Solar Power Tumkur Private Limited | Skyfri |  |  |  | 0.062833
Chittapur | Chittapur_ICR2 | String | Chittapur_ICR2_INV3_SMB6_S3 | PV Module String | Chittapur_ICR2_INV3_SMB6 |  |  |  |  | 42 | Main Inventory | In Operation | [15 empty] | GESCOM | HSEPL | Clean Solar Power Tumkur Private Limited | Skyfri |  |  |  | 0.062833
Chittapur | Chittapur_ICR2 | String | Chittapur_ICR2_INV3_SMB6_S4 | PV Module String | Chittapur_ICR2_INV3_SMB6 |  |  |  |  | 42 | Main Inventory | In Operation | [15 empty] | GESCOM | HSEPL | Clean Solar Power Tumkur Private Limited | Skyfri |  |  |  | 0.062833
Chittapur | Chittapur_ICR2 | String | Chittapur_ICR2_INV3_SMB6_S5 | PV Module String | Chittapur_ICR2_INV3_SMB6 |  |  |  |  | 42 | Main Inventory | In Operation | [15 empty] | GESCOM | HSEPL | Clean Solar Power Tumkur Private Limited | Skyfri |  |  |  | 0.062833
Chittapur | Chittapur_ICR2 | String | Chittapur_ICR2_INV3_SMB6_S6 | PV Module String | Chittapur_ICR2_INV3_SMB6 |  |  |  |  | 42 | Main Inventory | In Operation | [15 empty] | GESCOM | HSEPL | Clean Solar Power Tumkur Private Limited | Skyfri |  |  |  | 0.062833
Chittapur | Chittapur_ICR2 | String | Chittapur_ICR2_INV3_SMB6_S7 | PV Module String | Chittapur_ICR2_INV3_SMB6 |  |  |  |  | 42 | Main Inventory | In Operation | [15 empty] | GESCOM | HSEPL | Clean Solar Power Tumkur Private Limited | Skyfri |  |  |  | 0.062833
Chittapur | Chittapur_ICR2 | String | Chittapur_ICR2_INV3_SMB6_S8 | PV Module String | Chittapur_ICR2_INV3_SMB6 |  |  |  |  | 42 | Main Inventory | In Operation | [15 empty] | GESCOM | HSEPL | Clean Solar Power Tumkur Private Limited | Skyfri |  |  |  | 0.062833
Chittapur | Chittapur_ICR2 | String | Chittapur_ICR2_INV3_SMB6_S9 | PV Module String | Chittapur_ICR2_INV3_SMB6 |  |  |  |  | 42 | Main Inventory | In Operation | [15 empty] | GESCOM | HSEPL | Clean Solar Power Tumkur Private Limited | Skyfri |  |  |  | 0.062833
Chittapur | Chittapur_ICR2 | String | Chittapur_ICR2_INV3_SMB6_S10 | PV Module String | Chittapur_ICR2_INV3_SMB6 |  |  |  |  | 42 | Main Inventory | In Operation | [15 empty] | GESCOM | HSEPL | Clean Solar Power Tumkur Private Limited | Skyfri |  |  |  | 0.062833
Chittapur | Chittapur_ICR2 | String | Chittapur_ICR2_INV3_SMB6_S11 | PV Module String | Chittapur_ICR2_INV3_SMB6 |  |  |  |  | 42 | Main Inventory | In Operation | [15 empty] | GESCOM | HSEPL | Clean Solar Power Tumkur Private Limited | Skyfri |  |  |  | 0.062833
Chittapur | Chittapur_ICR2 | String | Chittapur_ICR2_INV3_SMB6_S12 | PV Module String | Chittapur_ICR2_INV3_SMB6 |  |  |  |  | 42 | Main Inventory | In Operation | [15 empty] | GESCOM | HSEPL | Clean Solar Power Tumkur Private Limited | Skyfri |  |  |  | 0.062833
Chittapur | Chittapur_ICR2 | String | Chittapur_ICR2_INV3_SMB7_S1 | PV Module String | Chittapur_ICR2_INV3_SMB7 |  |  |  |  | 42 | Main Inventory | In Operation | [15 empty] | GESCOM | HSEPL | Clean Solar Power Tumkur Private Limited | Skyfri |  |  |  | 0.062833
Chittapur | Chittapur_ICR2 | String | Chittapur_ICR2_INV3_SMB7_S2 | PV Module String | Chittapur_ICR2_INV3_SMB7 |  |  |  |  | 42 | Main Inventory | In Operation | [15 empty] | GESCOM | HSEPL | Clean Solar Power Tumkur Private Limited | Skyfri |  |  |  | 0.062833
Chittapur | Chittapur_ICR2 | String | Chittapur_ICR2_INV3_SMB7_S3 | PV Module String | Chittapur_ICR2_INV3_SMB7 |  |  |  |  | 42 | Main Inventory | In Operation | [15 empty] | GESCOM | HSEPL | Clean Solar Power Tumkur Private Limited | Skyfri |  |  |  | 0.062833
Chittapur | Chittapur_ICR2 | String | Chittapur_ICR2_INV3_SMB7_S4 | PV Module String | Chittapur_ICR2_INV3_SMB7 |  |  |  |  | 42 | Main Inventory | In Operation | [15 empty] | GESCOM | HSEPL | Clean Solar Power Tumkur Private Limited | Skyfri |  |  |  | 0.062833
Chittapur | Chittapur_ICR2 | String | Chittapur_ICR2_INV3_SMB7_S5 | PV Module String | Chittapur_ICR2_INV3_SMB7 |  |  |  |  | 42 | Main Inventory | In Operation | [15 empty] | GESCOM | HSEPL | Clean Solar Power Tumkur Private Limited | Skyfri |  |  |  | 0.062833
Chittapur | Chittapur_ICR2 | String | Chittapur_ICR2_INV3_SMB7_S6 | PV Module String | Chittapur_ICR2_INV3_SMB7 |  |  |  |  | 42 | Main Inventory | In Operation | [15 empty] | GESCOM | HSEPL | Clean Solar Power Tumkur Private Limited | Skyfri |  |  |  | 0.062833
Chittapur | Chittapur_ICR2 | String | Chittapur_ICR2_INV3_SMB7_S7 | PV Module String | Chittapur_ICR2_INV3_SMB7 |  |  |  |  | 42 | Main Inventory | In Operation | [15 empty] | GESCOM | HSEPL | Clean Solar Power Tumkur Private Limited | Skyfri |  |  |  | 0.062833
Chittapur | Chittapur_ICR2 | String | Chittapur_ICR2_INV3_SMB7_S8 | PV Module String | Chittapur_ICR2_INV3_SMB7 |  |  |  |  | 42 | Main Inventory | In Operation | [15 empty] | GESCOM | HSEPL | Clean Solar Power Tumkur Private Limited | Skyfri |  |  |  | 0.062833
Chittapur | Chittapur_ICR2 | String | Chittapur_ICR2_INV3_SMB7_S9 | PV Module String | Chittapur_ICR2_INV3_SMB7 |  |  |  |  | 42 | Main Inventory | In Operation | [15 empty] | GESCOM | HSEPL | Clean Solar Power Tumkur Private Limited | Skyfri |  |  |  | 0.062833
Chittapur | Chittapur_ICR2 | String | Chittapur_ICR2_INV3_SMB7_S10 | PV Module String | Chittapur_ICR2_INV3_SMB7 |  |  |  |  | 42 | Main Inventory | In Operation | [15 empty] | GESCOM | HSEPL | Clean Solar Power Tumkur Private Limited | Skyfri |  |  |  | 0.062833
Chittapur | Chittapur_ICR2 | String | Chittapur_ICR2_INV3_SMB7_S11 | PV Module String | Chittapur_ICR2_INV3_SMB7 |  |  |  |  | 42 | Main Inventory | In Operation | [15 empty] | GESCOM | HSEPL | Clean Solar Power Tumkur Private Limited | Skyfri |  |  |  | 0.062833
Chittapur | Chittapur_ICR2 | String | Chittapur_ICR2_INV3_SMB7_S12 | PV Module String | Chittapur_ICR2_INV3_SMB7 |  |  |  |  | 42 | Main Inventory | In Operation | [15 empty] | GESCOM | HSEPL | Clean Solar Power Tumkur Private Limited | Skyfri |  |  |  | 0.062833
Chittapur | Chittapur_ICR2 | String | Chittapur_ICR2_INV4_SMB1_S1 | PV Module String | Chittapur_ICR2_INV4_SMB1 |  |  |  |  | 42 | Main Inventory | In Operation | [15 empty] | GESCOM | HSEPL | Clean Solar Power Tumkur Private Limited | Skyfri |  |  |  | 0.062833
Chittapur | Chittapur_ICR2 | String | Chittapur_ICR2_INV4_SMB1_S2 | PV Module String | Chittapur_ICR2_INV4_SMB1 |  |  |  |  | 42 | Main Inventory | In Operation | [15 empty] | GESCOM | HSEPL | Clean Solar Power Tumkur Private Limited | Skyfri |  |  |  | 0.062833
Chittapur | Chittapur_ICR2 | String | Chittapur_ICR2_INV4_SMB1_S3 | PV Module String | Chittapur_ICR2_INV4_SMB1 |  |  |  |  | 42 | Main Inventory | In Operation | [15 empty] | GESCOM | HSEPL | Clean Solar Power Tumkur Private Limited | Skyfri |  |  |  | 0.062833
Chittapur | Chittapur_ICR2 | String | Chittapur_ICR2_INV4_SMB1_S4 | PV Module String | Chittapur_ICR2_INV4_SMB1 |  |  |  |  | 42 | Main Inventory | In Operation | [15 empty] | GESCOM | HSEPL | Clean Solar Power Tumkur Private Limited | Skyfri |  |  |  | 0.062833
Chittapur | Chittapur_ICR2 | String | Chittapur_ICR2_INV4_SMB1_S5 | PV Module String | Chittapur_ICR2_INV4_SMB1 |  |  |  |  | 42 | Main Inventory | In Operation | [15 empty] | GESCOM | HSEPL | Clean Solar Power Tumkur Private Limited | Skyfri |  |  |  | 0.062833
Chittapur | Chittapur_ICR2 | String | Chittapur_ICR2_INV4_SMB1_S6 | PV Module String | Chittapur_ICR2_INV4_SMB1 |  |  |  |  | 42 | Main Inventory | In Operation | [15 empty] | GESCOM | HSEPL | Clean Solar Power Tumkur Private Limited | Skyfri |  |  |  | 0.062833
Chittapur | Chittapur_ICR2 | String | Chittapur_ICR2_INV4_SMB1_S7 | PV Module String | Chittapur_ICR2_INV4_SMB1 |  |  |  |  | 42 | Main Inventory | In Operation | [15 empty] | GESCOM | HSEPL | Clean Solar Power Tumkur Private Limited | Skyfri |  |  |  | 0.062833
Chittapur | Chittapur_ICR2 | String | Chittapur_ICR2_INV4_SMB1_S8 | PV Module String | Chittapur_ICR2_INV4_SMB1 |  |  |  |  | 42 | Main Inventory | In Operation | [15 empty] | GESCOM | HSEPL | Clean Solar Power Tumkur Private Limited | Skyfri |  |  |  | 0.062833
Chittapur | Chittapur_ICR2 | String | Chittapur_ICR2_INV4_SMB1_S9 | PV Module String | Chittapur_ICR2_INV4_SMB1 |  |  |  |  | 42 | Main Inventory | In Operation | [15 empty] | GESCOM | HSEPL | Clean Solar Power Tumkur Private Limited | Skyfri |  |  |  | 0.062833
Chittapur | Chittapur_ICR2 | String | Chittapur_ICR2_INV4_SMB1_S10 | PV Module String | Chittapur_ICR2_INV4_SMB1 |  |  |  |  | 42 | Main Inventory | In Operation | [15 empty] | GESCOM | HSEPL | Clean Solar Power Tumkur Private Limited | Skyfri |  |  |  | 0.062833
Chittapur | Chittapur_ICR2 | String | Chittapur_ICR2_INV4_SMB1_S11 | PV Module String | Chittapur_ICR2_INV4_SMB1 |  |  |  |  | 42 | Main Inventory | In Operation | [15 empty] | GESCOM | HSEPL | Clean Solar Power Tumkur Private Limited | Skyfri |  |  |  | 0.062833
Chittapur | Chittapur_ICR2 | String | Chittapur_ICR2_INV4_SMB1_S12 | PV Module String | Chittapur_ICR2_INV4_SMB1 |  |  |  |  | 42 | Main Inventory | In Operation | [15 empty] | GESCOM | HSEPL | Clean Solar Power Tumkur Private Limited | Skyfri |  |  |  | 0.062833
Chittapur | Chittapur_ICR2 | String | Chittapur_ICR2_INV4_SMB2_S1 | PV Module String | Chittapur_ICR2_INV4_SMB2 |  |  |  |  | 42 | Main Inventory | In Operation | [15 empty] | GESCOM | HSEPL | Clean Solar Power Tumkur Private Limited | Skyfri |  |  |  | 0.062833
Chittapur | Chittapur_ICR2 | String | Chittapur_ICR2_INV4_SMB2_S2 | PV Module String | Chittapur_ICR2_INV4_SMB2 |  |  |  |  | 42 | Main Inventory | In Operation | [15 empty] | GESCOM | HSEPL | Clean Solar Power Tumkur Private Limited | Skyfri |  |  |  | 0.062833
Chittapur | Chittapur_ICR2 | String | Chittapur_ICR2_INV4_SMB2_S3 | PV Module String | Chittapur_ICR2_INV4_SMB2 |  |  |  |  | 42 | Main Inventory | In Operation | [15 empty] | GESCOM | HSEPL | Clean Solar Power Tumkur Private Limited | Skyfri |  |  |  | 0.062833
Chittapur | Chittapur_ICR2 | String | Chittapur_ICR2_INV4_SMB2_S4 | PV Module String | Chittapur_ICR2_INV4_SMB2 |  |  |  |  | 42 | Main Inventory | In Operation | [15 empty] | GESCOM | HSEPL | Clean Solar Power Tumkur Private Limited | Skyfri |  |  |  | 0.062833
Chittapur | Chittapur_ICR2 | String | Chittapur_ICR2_INV4_SMB2_S5 | PV Module String | Chittapur_ICR2_INV4_SMB2 |  |  |  |  | 42 | Main Inventory | In Operation | [15 empty] | GESCOM | HSEPL | Clean Solar Power Tumkur Private Limited | Skyfri |  |  |  | 0.062833
Chittapur | Chittapur_ICR2 | String | Chittapur_ICR2_INV4_SMB2_S6 | PV Module String | Chittapur_ICR2_INV4_SMB2 |  |  |  |  | 42 | Main Inventory | In Operation | [15 empty] | GESCOM | HSEPL | Clean Solar Power Tumkur Private Limited | Skyfri |  |  |  | 0.062833
Chittapur | Chittapur_ICR2 | String | Chittapur_ICR2_INV4_SMB2_S7 | PV Module String | Chittapur_ICR2_INV4_SMB2 |  |  |  |  | 42 | Main Inventory | In Operation | [15 empty] | GESCOM | HSEPL | Clean Solar Power Tumkur Private Limited | Skyfri |  |  |  | 0.062833
Chittapur | Chittapur_ICR2 | String | Chittapur_ICR2_INV4_SMB2_S8 | PV Module String | Chittapur_ICR2_INV4_SMB2 |  |  |  |  | 42 | Main Inventory | In Operation | [15 empty] | GESCOM | HSEPL | Clean Solar Power Tumkur Private Limited | Skyfri |  |  |  | 0.062833
Chittapur | Chittapur_ICR2 | String | Chittapur_ICR2_INV4_SMB2_S9 | PV Module String | Chittapur_ICR2_INV4_SMB2 |  |  |  |  | 42 | Main Inventory | In Operation | [15 empty] | GESCOM | HSEPL | Clean Solar Power Tumkur Private Limited | Skyfri |  |  |  | 0.062833
Chittapur | Chittapur_ICR2 | String | Chittapur_ICR2_INV4_SMB2_S10 | PV Module String | Chittapur_ICR2_INV4_SMB2 |  |  |  |  | 42 | Main Inventory | In Operation | [15 empty] | GESCOM | HSEPL | Clean Solar Power Tumkur Private Limited | Skyfri |  |  |  | 0.062833
Chittapur | Chittapur_ICR2 | String | Chittapur_ICR2_INV4_SMB2_S11 | PV Module String | Chittapur_ICR2_INV4_SMB2 |  |  |  |  | 42 | Main Inventory | In Operation | [15 empty] | GESCOM | HSEPL | Clean Solar Power Tumkur Private Limited | Skyfri |  |  |  | 0.062833
Chittapur | Chittapur_ICR2 | String | Chittapur_ICR2_INV4_SMB2_S12 | PV Module String | Chittapur_ICR2_INV4_SMB2 |  |  |  |  | 42 | Main Inventory | In Operation | [15 empty] | GESCOM | HSEPL | Clean Solar Power Tumkur Private Limited | Skyfri |  |  |  | 0.062833
Chittapur | Chittapur_ICR2 | String | Chittapur_ICR2_INV4_SMB3_S1 | PV Module String | Chittapur_ICR2_INV4_SMB3 |  |  |  |  | 42 | Main Inventory | In Operation | [15 empty] | GESCOM | HSEPL | Clean Solar Power Tumkur Private Limited | Skyfri |  |  |  | 0.062833
Chittapur | Chittapur_ICR2 | String | Chittapur_ICR2_INV4_SMB3_S2 | PV Module String | Chittapur_ICR2_INV4_SMB3 |  |  |  |  | 42 | Main Inventory | In Operation | [15 empty] | GESCOM | HSEPL | Clean Solar Power Tumkur Private Limited | Skyfri |  |  |  | 0.062833
Chittapur | Chittapur_ICR2 | String | Chittapur_ICR2_INV4_SMB3_S3 | PV Module String | Chittapur_ICR2_INV4_SMB3 |  |  |  |  | 42 | Main Inventory | In Operation | [15 empty] | GESCOM | HSEPL | Clean Solar Power Tumkur Private Limited | Skyfri |  |  |  | 0.062833
Chittapur | Chittapur_ICR2 | String | Chittapur_ICR2_INV4_SMB3_S4 | PV Module String | Chittapur_ICR2_INV4_SMB3 |  |  |  |  | 42 | Main Inventory | In Operation | [15 empty] | GESCOM | HSEPL | Clean Solar Power Tumkur Private Limited | Skyfri |  |  |  | 0.062833
Chittapur | Chittapur_ICR2 | String | Chittapur_ICR2_INV4_SMB3_S5 | PV Module String | Chittapur_ICR2_INV4_SMB3 |  |  |  |  | 42 | Main Inventory | In Operation | [15 empty] | GESCOM | HSEPL | Clean Solar Power Tumkur Private Limited | Skyfri |  |  |  | 0.062833
Chittapur | Chittapur_ICR2 | String | Chittapur_ICR2_INV4_SMB3_S6 | PV Module String | Chittapur_ICR2_INV4_SMB3 |  |  |  |  | 42 | Main Inventory | In Operation | [15 empty] | GESCOM | HSEPL | Clean Solar Power Tumkur Private Limited | Skyfri |  |  |  | 0.062833
Chittapur | Chittapur_ICR2 | String | Chittapur_ICR2_INV4_SMB3_S7 | PV Module String | Chittapur_ICR2_INV4_SMB3 |  |  |  |  | 42 | Main Inventory | In Operation | [15 empty] | GESCOM | HSEPL | Clean Solar Power Tumkur Private Limited | Skyfri |  |  |  | 0.062833
Chittapur | Chittapur_ICR2 | String | Chittapur_ICR2_INV4_SMB3_S8 | PV Module String | Chittapur_ICR2_INV4_SMB3 |  |  |  |  | 42 | Main Inventory | In Operation | [15 empty] | GESCOM | HSEPL | Clean Solar Power Tumkur Private Limited | Skyfri |  |  |  | 0.062833
Chittapur | Chittapur_ICR2 | String | Chittapur_ICR2_INV4_SMB3_S9 | PV Module String | Chittapur_ICR2_INV4_SMB3 |  |  |  |  | 42 | Main Inventory | In Operation | [15 empty] | GESCOM | HSEPL | Clean Solar Power Tumkur Private Limited | Skyfri |  |  |  | 0.062833
Chittapur | Chittapur_ICR2 | String | Chittapur_ICR2_INV4_SMB3_S10 | PV Module String | Chittapur_ICR2_INV4_SMB3 |  |  |  |  | 42 | Main Inventory | In Operation | [15 empty] | GESCOM | HSEPL | Clean Solar Power Tumkur Private Limited | Skyfri |  |  |  | 0.062833
Chittapur | Chittapur_ICR2 | String | Chittapur_ICR2_INV4_SMB3_S11 | PV Module String | Chittapur_ICR2_INV4_SMB3 |  |  |  |  | 42 | Main Inventory | In Operation | [15 empty] | GESCOM | HSEPL | Clean Solar Power Tumkur Private Limited | Skyfri |  |  |  | 0.062833
Chittapur | Chittapur_ICR2 | String | Chittapur_ICR2_INV4_SMB3_S12 | PV Module String | Chittapur_ICR2_INV4_SMB3 |  |  |  |  | 42 | Main Inventory | In Operation | [15 empty] | GESCOM | HSEPL | Clean Solar Power Tumkur Private Limited | Skyfri |  |  |  | 0.062833
Chittapur | Chittapur_ICR2 | String | Chittapur_ICR2_INV4_SMB4_S1 | PV Module String | Chittapur_ICR2_INV4_SMB4 |  |  |  |  | 42 | Main Inventory | In Operation | [15 empty] | GESCOM | HSEPL | Clean Solar Power Tumkur Private Limited | Skyfri |  |  |  | 0.062833
Chittapur | Chittapur_ICR2 | String | Chittapur_ICR2_INV4_SMB4_S2 | PV Module String | Chittapur_ICR2_INV4_SMB4 |  |  |  |  | 42 | Main Inventory | In Operation | [15 empty] | GESCOM | HSEPL | Clean Solar Power Tumkur Private Limited | Skyfri |  |  |  | 0.062833
Chittapur | Chittapur_ICR2 | String | Chittapur_ICR2_INV4_SMB4_S3 | PV Module String | Chittapur_ICR2_INV4_SMB4 |  |  |  |  | 42 | Main Inventory | In Operation | [15 empty] | GESCOM | HSEPL | Clean Solar Power Tumkur Private Limited | Skyfri |  |  |  | 0.062833
Chittapur | Chittapur_ICR2 | String | Chittapur_ICR2_INV4_SMB4_S4 | PV Module String | Chittapur_ICR2_INV4_SMB4 |  |  |  |  | 42 | Main Inventory | In Operation | [15 empty] | GESCOM | HSEPL | Clean Solar Power Tumkur Private Limited | Skyfri |  |  |  | 0.062833
Chittapur | Chittapur_ICR2 | String | Chittapur_ICR2_INV4_SMB4_S5 | PV Module String | Chittapur_ICR2_INV4_SMB4 |  |  |  |  | 42 | Main Inventory | In Operation | [15 empty] | GESCOM | HSEPL | Clean Solar Power Tumkur Private Limited | Skyfri |  |  |  | 0.062833
Chittapur | Chittapur_ICR2 | String | Chittapur_ICR2_INV4_SMB4_S6 | PV Module String | Chittapur_ICR2_INV4_SMB4 |  |  |  |  | 42 | Main Inventory | In Operation | [15 empty] | GESCOM | HSEPL | Clean Solar Power Tumkur Private Limited | Skyfri |  |  |  | 0.062833
Chittapur | Chittapur_ICR2 | String | Chittapur_ICR2_INV4_SMB4_S7 | PV Module String | Chittapur_ICR2_INV4_SMB4 |  |  |  |  | 42 | Main Inventory | In Operation | [15 empty] | GESCOM | HSEPL | Clean Solar Power Tumkur Private Limited | Skyfri |  |  |  | 0.062833
Chittapur | Chittapur_ICR2 | String | Chittapur_ICR2_INV4_SMB4_S8 | PV Module String | Chittapur_ICR2_INV4_SMB4 |  |  |  |  | 42 | Main Inventory | In Operation | [15 empty] | GESCOM | HSEPL | Clean Solar Power Tumkur Private Limited | Skyfri |  |  |  | 0.062833
Chittapur | Chittapur_ICR2 | String | Chittapur_ICR2_INV4_SMB4_S9 | PV Module String | Chittapur_ICR2_INV4_SMB4 |  |  |  |  | 42 | Main Inventory | In Operation | [15 empty] | GESCOM | HSEPL | Clean Solar Power Tumkur Private Limited | Skyfri |  |  |  | 0.062833
Chittapur | Chittapur_ICR2 | String | Chittapur_ICR2_INV4_SMB4_S10 | PV Module String | Chittapur_ICR2_INV4_SMB4 |  |  |  |  | 42 | Main Inventory | In Operation | [15 empty] | GESCOM | HSEPL | Clean Solar Power Tumkur Private Limited | Skyfri |  |  |  | 0.062833
Chittapur | Chittapur_ICR2 | String | Chittapur_ICR2_INV4_SMB4_S11 | PV Module String | Chittapur_ICR2_INV4_SMB4 |  |  |  |  | 42 | Main Inventory | In Operation | [15 empty] | GESCOM | HSEPL | Clean Solar Power Tumkur Private Limited | Skyfri |  |  |  | 0.062833
Chittapur | Chittapur_ICR2 | String | Chittapur_ICR2_INV4_SMB4_S12 | PV Module String | Chittapur_ICR2_INV4_SMB4 |  |  |  |  | 42 | Main Inventory | In Operation | [15 empty] | GESCOM | HSEPL | Clean Solar Power Tumkur Private Limited | Skyfri |  |  |  | 0.062833
Chittapur | Chittapur_ICR2 | String | Chittapur_ICR2_INV4_SMB5_S1 | PV Module String | Chittapur_ICR2_INV4_SMB5 |  |  |  |  | 42 | Main Inventory | In Operation | [15 empty] | GESCOM | HSEPL | Clean Solar Power Tumkur Private Limited | Skyfri |  |  |  | 0.062833
Chittapur | Chittapur_ICR2 | String | Chittapur_ICR2_INV4_SMB5_S2 | PV Module String | Chittapur_ICR2_INV4_SMB5 |  |  |  |  | 42 | Main Inventory | In Operation | [15 empty] | GESCOM | HSEPL | Clean Solar Power Tumkur Private Limited | Skyfri |  |  |  | 0.062833
Chittapur | Chittapur_ICR2 | String | Chittapur_ICR2_INV4_SMB5_S3 | PV Module String | Chittapur_ICR2_INV4_SMB5 |  |  |  |  | 42 | Main Inventory | In Operation | [15 empty] | GESCOM | HSEPL | Clean Solar Power Tumkur Private Limited | Skyfri |  |  |  | 0.062833
Chittapur | Chittapur_ICR2 | String | Chittapur_ICR2_INV4_SMB5_S4 | PV Module String | Chittapur_ICR2_INV4_SMB5 |  |  |  |  | 42 | Main Inventory | In Operation | [15 empty] | GESCOM | HSEPL | Clean Solar Power Tumkur Private Limited | Skyfri |  |  |  | 0.062833
Chittapur | Chittapur_ICR2 | String | Chittapur_ICR2_INV4_SMB5_S5 | PV Module String | Chittapur_ICR2_INV4_SMB5 |  |  |  |  | 42 | Main Inventory | In Operation | [15 empty] | GESCOM | HSEPL | Clean Solar Power Tumkur Private Limited | Skyfri |  |  |  | 0.062833
Chittapur | Chittapur_ICR2 | String | Chittapur_ICR2_INV4_SMB5_S6 | PV Module String | Chittapur_ICR2_INV4_SMB5 |  |  |  |  | 42 | Main Inventory | In Operation | [15 empty] | GESCOM | HSEPL | Clean Solar Power Tumkur Private Limited | Skyfri |  |  |  | 0.062833
Chittapur | Chittapur_ICR2 | String | Chittapur_ICR2_INV4_SMB5_S7 | PV Module String | Chittapur_ICR2_INV4_SMB5 |  |  |  |  | 42 | Main Inventory | In Operation | [15 empty] | GESCOM | HSEPL | Clean Solar Power Tumkur Private Limited | Skyfri |  |  |  | 0.062833
Chittapur | Chittapur_ICR2 | String | Chittapur_ICR2_INV4_SMB5_S8 | PV Module String | Chittapur_ICR2_INV4_SMB5 |  |  |  |  | 42 | Main Inventory | In Operation | [15 empty] | GESCOM | HSEPL | Clean Solar Power Tumkur Private Limited | Skyfri |  |  |  | 0.062833
Chittapur | Chittapur_ICR2 | String | Chittapur_ICR2_INV4_SMB5_S9 | PV Module String | Chittapur_ICR2_INV4_SMB5 |  |  |  |  | 42 | Main Inventory | In Operation | [15 empty] | GESCOM | HSEPL | Clean Solar Power Tumkur Private Limited | Skyfri |  |  |  | 0.062833
Chittapur | Chittapur_ICR2 | String | Chittapur_ICR2_INV4_SMB5_S10 | PV Module String | Chittapur_ICR2_INV4_SMB5 |  |  |  |  | 42 | Main Inventory | In Operation | [15 empty] | GESCOM | HSEPL | Clean Solar Power Tumkur Private Limited | Skyfri |  |  |  | 0.062833
Chittapur | Chittapur_ICR2 | String | Chittapur_ICR2_INV4_SMB5_S11 | PV Module String | Chittapur_ICR2_INV4_SMB5 |  |  |  |  | 42 | Main Inventory | In Operation | [15 empty] | GESCOM | HSEPL | Clean Solar Power Tumkur Private Limited | Skyfri |  |  |  | 0.062833
Chittapur | Chittapur_ICR2 | String | Chittapur_ICR2_INV4_SMB5_S12 | PV Module String | Chittapur_ICR2_INV4_SMB5 |  |  |  |  | 42 | Main Inventory | In Operation | [15 empty] | GESCOM | HSEPL | Clean Solar Power Tumkur Private Limited | Skyfri |  |  |  | 0.062833
Chittapur | Chittapur_ICR2 | String | Chittapur_ICR2_INV4_SMB6_S1 | PV Module String | Chittapur_ICR2_INV4_SMB6 |  |  |  |  | 42 | Main Inventory | In Operation | [15 empty] | GESCOM | HSEPL | Clean Solar Power Tumkur Private Limited | Skyfri |  |  |  | 0.062833
Chittapur | Chittapur_ICR2 | String | Chittapur_ICR2_INV4_SMB6_S2 | PV Module String | Chittapur_ICR2_INV4_SMB6 |  |  |  |  | 42 | Main Inventory | In Operation | [15 empty] | GESCOM | HSEPL | Clean Solar Power Tumkur Private Limited | Skyfri |  |  |  | 0.062833
Chittapur | Chittapur_ICR2 | String | Chittapur_ICR2_INV4_SMB6_S3 | PV Module String | Chittapur_ICR2_INV4_SMB6 |  |  |  |  | 42 | Main Inventory | In Operation | [15 empty] | GESCOM | HSEPL | Clean Solar Power Tumkur Private Limited | Skyfri |  |  |  | 0.062833
Chittapur | Chittapur_ICR2 | String | Chittapur_ICR2_INV4_SMB6_S4 | PV Module String | Chittapur_ICR2_INV4_SMB6 |  |  |  |  | 42 | Main Inventory | In Operation | [15 empty] | GESCOM | HSEPL | Clean Solar Power Tumkur Private Limited | Skyfri |  |  |  | 0.062833
Chittapur | Chittapur_ICR2 | String | Chittapur_ICR2_INV4_SMB6_S5 | PV Module String | Chittapur_ICR2_INV4_SMB6 |  |  |  |  | 42 | Main Inventory | In Operation | [15 empty] | GESCOM | HSEPL | Clean Solar Power Tumkur Private Limited | Skyfri |  |  |  | 0.062833
Chittapur | Chittapur_ICR2 | String | Chittapur_ICR2_INV4_SMB6_S6 | PV Module String | Chittapur_ICR2_INV4_SMB6 |  |  |  |  | 42 | Main Inventory | In Operation | [15 empty] | GESCOM | HSEPL | Clean Solar Power Tumkur Private Limited | Skyfri |  |  |  | 0.062833
Chittapur | Chittapur_ICR2 | String | Chittapur_ICR2_INV4_SMB6_S7 | PV Module String | Chittapur_ICR2_INV4_SMB6 |  |  |  |  | 42 | Main Inventory | In Operation | [15 empty] | GESCOM | HSEPL | Clean Solar Power Tumkur Private Limited | Skyfri |  |  |  | 0.062833
Chittapur | Chittapur_ICR2 | String | Chittapur_ICR2_INV4_SMB6_S8 | PV Module String | Chittapur_ICR2_INV4_SMB6 |  |  |  |  | 42 | Main Inventory | In Operation | [15 empty] | GESCOM | HSEPL | Clean Solar Power Tumkur Private Limited | Skyfri |  |  |  | 0.062833
Chittapur | Chittapur_ICR2 | String | Chittapur_ICR2_INV4_SMB6_S9 | PV Module String | Chittapur_ICR2_INV4_SMB6 |  |  |  |  | 42 | Main Inventory | In Operation | [15 empty] | GESCOM | HSEPL | Clean Solar Power Tumkur Private Limited | Skyfri |  |  |  | 0.062833
Chittapur | Chittapur_ICR2 | String | Chittapur_ICR2_INV4_SMB6_S10 | PV Module String | Chittapur_ICR2_INV4_SMB6 |  |  |  |  | 42 | Main Inventory | In Operation | [15 empty] | GESCOM | HSEPL | Clean Solar Power Tumkur Private Limited | Skyfri |  |  |  | 0.062833
Chittapur | Chittapur_ICR2 | String | Chittapur_ICR2_INV4_SMB6_S11 | PV Module String | Chittapur_ICR2_INV4_SMB6 |  |  |  |  | 42 | Main Inventory | In Operation | [15 empty] | GESCOM | HSEPL | Clean Solar Power Tumkur Private Limited | Skyfri |  |  |  | 0.062833
Chittapur | Chittapur_ICR2 | String | Chittapur_ICR2_INV4_SMB6_S12 | PV Module String | Chittapur_ICR2_INV4_SMB6 |  |  |  |  | 42 | Main Inventory | In Operation | [15 empty] | GESCOM | HSEPL | Clean Solar Power Tumkur Private Limited | Skyfri |  |  |  | 0.062833
Chittapur | Chittapur_ICR2 | String | Chittapur_ICR2_INV4_SMB7_S1 | PV Module String | Chittapur_ICR2_INV4_SMB7 |  |  |  |  | 42 | Main Inventory | In Operation | [15 empty] | GESCOM | HSEPL | Clean Solar Power Tumkur Private Limited | Skyfri |  |  |  | 0.062833
Chittapur | Chittapur_ICR2 | String | Chittapur_ICR2_INV4_SMB7_S2 | PV Module String | Chittapur_ICR2_INV4_SMB7 |  |  |  |  | 42 | Main Inventory | In Operation | [15 empty] | GESCOM | HSEPL | Clean Solar Power Tumkur Private Limited | Skyfri |  |  |  | 0.062833
Chittapur | Chittapur_ICR2 | String | Chittapur_ICR2_INV4_SMB7_S3 | PV Module String | Chittapur_ICR2_INV4_SMB7 |  |  |  |  | 42 | Main Inventory | In Operation | [15 empty] | GESCOM | HSEPL | Clean Solar Power Tumkur Private Limited | Skyfri |  |  |  | 0.062833
Chittapur | Chittapur_ICR2 | String | Chittapur_ICR2_INV4_SMB7_S4 | PV Module String | Chittapur_ICR2_INV4_SMB7 |  |  |  |  | 42 | Main Inventory | In Operation | [15 empty] | GESCOM | HSEPL | Clean Solar Power Tumkur Private Limited | Skyfri |  |  |  | 0.062833
Chittapur | Chittapur_ICR2 | String | Chittapur_ICR2_INV4_SMB7_S5 | PV Module String | Chittapur_ICR2_INV4_SMB7 |  |  |  |  | 42 | Main Inventory | In Operation | [15 empty] | GESCOM | HSEPL | Clean Solar Power Tumkur Private Limited | Skyfri |  |  |  | 0.062833
Chittapur | Chittapur_ICR2 | String | Chittapur_ICR2_INV4_SMB7_S6 | PV Module String | Chittapur_ICR2_INV4_SMB7 |  |  |  |  | 42 | Main Inventory | In Operation | [15 empty] | GESCOM | HSEPL | Clean Solar Power Tumkur Private Limited | Skyfri |  |  |  | 0.062833
Chittapur | Chittapur_ICR2 | String | Chittapur_ICR2_INV4_SMB7_S7 | PV Module String | Chittapur_ICR2_INV4_SMB7 |  |  |  |  | 42 | Main Inventory | In Operation | [15 empty] | GESCOM | HSEPL | Clean Solar Power Tumkur Private Limited | Skyfri |  |  |  | 0.062833
Chittapur | Chittapur_ICR2 | String | Chittapur_ICR2_INV4_SMB7_S8 | PV Module String | Chittapur_ICR2_INV4_SMB7 |  |  |  |  | 42 | Main Inventory | In Operation | [15 empty] | GESCOM | HSEPL | Clean Solar Power Tumkur Private Limited | Skyfri |  |  |  | 0.062833
Chittapur | Chittapur_ICR2 | String | Chittapur_ICR2_INV4_SMB7_S9 | PV Module String | Chittapur_ICR2_INV4_SMB7 |  |  |  |  | 42 | Main Inventory | In Operation | [15 empty] | GESCOM | HSEPL | Clean Solar Power Tumkur Private Limited | Skyfri |  |  |  | 0.062833
Chittapur | Chittapur_ICR2 | String | Chittapur_ICR2_INV4_SMB7_S10 | PV Module String | Chittapur_ICR2_INV4_SMB7 |  |  |  |  | 42 | Main Inventory | In Operation | [15 empty] | GESCOM | HSEPL | Clean Solar Power Tumkur Private Limited | Skyfri |  |  |  | 0.062833
Chittapur | Chittapur_ICR2 | String | Chittapur_ICR2_INV4_SMB7_S11 | PV Module String | Chittapur_ICR2_INV4_SMB7 |  |  |  |  | 42 | Main Inventory | In Operation | [15 empty] | GESCOM | HSEPL | Clean Solar Power Tumkur Private Limited | Skyfri |  |  |  | 0.062833
Chittapur | Chittapur_ICR2 | String | Chittapur_ICR2_INV4_SMB7_S12 | PV Module String | Chittapur_ICR2_INV4_SMB7 |  |  |  |  | 21 | Main Inventory | In Operation | [15 empty] | GESCOM | HSEPL | Clean Solar Power Tumkur Private Limited | Skyfri |  |  |  | 0.062833
Chittapur | Chittapur_ICR3 | String | Chittapur_ICR3_INV1_SMB1_S1 | PV Module String | Chittapur_ICR3_INV1_SMB1 |  |  |  |  | 42 | Main Inventory | In Operation | [15 empty] | GESCOM | HSEPL | Clean Solar Power Tumkur Private Limited | Skyfri |  |  |  | 0.062833
Chittapur | Chittapur_ICR3 | String | Chittapur_ICR3_INV1_SMB1_S2 | PV Module String | Chittapur_ICR3_INV1_SMB1 |  |  |  |  | 42 | Main Inventory | In Operation | [15 empty] | GESCOM | HSEPL | Clean Solar Power Tumkur Private Limited | Skyfri |  |  |  | 0.062833
Chittapur | Chittapur_ICR3 | String | Chittapur_ICR3_INV1_SMB1_S3 | PV Module String | Chittapur_ICR3_INV1_SMB1 |  |  |  |  | 42 | Main Inventory | In Operation | [15 empty] | GESCOM | HSEPL | Clean Solar Power Tumkur Private Limited | Skyfri |  |  |  | 0.062833
Chittapur | Chittapur_ICR3 | String | Chittapur_ICR3_INV1_SMB1_S4 | PV Module String | Chittapur_ICR3_INV1_SMB1 |  |  |  |  | 42 | Main Inventory | In Operation | [15 empty] | GESCOM | HSEPL | Clean Solar Power Tumkur Private Limited | Skyfri |  |  |  | 0.062833
Chittapur | Chittapur_ICR3 | String | Chittapur_ICR3_INV1_SMB1_S5 | PV Module String | Chittapur_ICR3_INV1_SMB1 |  |  |  |  | 42 | Main Inventory | In Operation | [15 empty] | GESCOM | HSEPL | Clean Solar Power Tumkur Private Limited | Skyfri |  |  |  | 0.062833
Chittapur | Chittapur_ICR3 | String | Chittapur_ICR3_INV1_SMB1_S6 | PV Module String | Chittapur_ICR3_INV1_SMB1 |  |  |  |  | 42 | Main Inventory | In Operation | [15 empty] | GESCOM | HSEPL | Clean Solar Power Tumkur Private Limited | Skyfri |  |  |  | 0.062833
Chittapur | Chittapur_ICR3 | String | Chittapur_ICR3_INV1_SMB1_S7 | PV Module String | Chittapur_ICR3_INV1_SMB1 |  |  |  |  | 42 | Main Inventory | In Operation | [15 empty] | GESCOM | HSEPL | Clean Solar Power Tumkur Private Limited | Skyfri |  |  |  | 0.062833
Chittapur | Chittapur_ICR3 | String | Chittapur_ICR3_INV1_SMB1_S8 | PV Module String | Chittapur_ICR3_INV1_SMB1 |  |  |  |  | 42 | Main Inventory | In Operation | [15 empty] | GESCOM | HSEPL | Clean Solar Power Tumkur Private Limited | Skyfri |  |  |  | 0.062833
Chittapur | Chittapur_ICR3 | String | Chittapur_ICR3_INV1_SMB1_S9 | PV Module String | Chittapur_ICR3_INV1_SMB1 |  |  |  |  | 42 | Main Inventory | In Operation | [15 empty] | GESCOM | HSEPL | Clean Solar Power Tumkur Private Limited | Skyfri |  |  |  | 0.062833
Chittapur | Chittapur_ICR3 | String | Chittapur_ICR3_INV1_SMB1_S10 | PV Module String | Chittapur_ICR3_INV1_SMB1 |  |  |  |  | 42 | Main Inventory | In Operation | [15 empty] | GESCOM | HSEPL | Clean Solar Power Tumkur Private Limited | Skyfri |  |  |  | 0.062833
Chittapur | Chittapur_ICR3 | String | Chittapur_ICR3_INV1_SMB1_S11 | PV Module String | Chittapur_ICR3_INV1_SMB1 |  |  |  |  | 42 | Main Inventory | In Operation | [15 empty] | GESCOM | HSEPL | Clean Solar Power Tumkur Private Limited | Skyfri |  |  |  | 0.062833
Chittapur | Chittapur_ICR3 | String | Chittapur_ICR3_INV1_SMB1_S12 | PV Module String | Chittapur_ICR3_INV1_SMB1 |  |  |  |  | 42 | Main Inventory | In Operation | [15 empty] | GESCOM | HSEPL | Clean Solar Power Tumkur Private Limited | Skyfri |  |  |  | 0.062833
Chittapur | Chittapur_ICR3 | String | Chittapur_ICR3_INV1_SMB1_S13 | PV Module String | Chittapur_ICR3_INV1_SMB1 |  |  |  |  | 21 | Main Inventory | In Operation | [15 empty] | GESCOM | HSEPL | Clean Solar Power Tumkur Private Limited | Skyfri |  |  |  | 0.062833
Chittapur | Chittapur_ICR3 | String | Chittapur_ICR3_INV1_SMB2_S1 | PV Module String | Chittapur_ICR3_INV1_SMB2 |  |  |  |  | 42 | Main Inventory | In Operation | [15 empty] | GESCOM | HSEPL | Clean Solar Power Tumkur Private Limited | Skyfri |  |  |  | 0.062833
Chittapur | Chittapur_ICR3 | String | Chittapur_ICR3_INV1_SMB2_S2 | PV Module String | Chittapur_ICR3_INV1_SMB2 |  |  |  |  | 42 | Main Inventory | In Operation | [15 empty] | GESCOM | HSEPL | Clean Solar Power Tumkur Private Limited | Skyfri |  |  |  | 0.062833
Chittapur | Chittapur_ICR3 | String | Chittapur_ICR3_INV1_SMB2_S3 | PV Module String | Chittapur_ICR3_INV1_SMB2 |  |  |  |  | 42 | Main Inventory | In Operation | [15 empty] | GESCOM | HSEPL | Clean Solar Power Tumkur Private Limited | Skyfri |  |  |  | 0.062833
Chittapur | Chittapur_ICR3 | String | Chittapur_ICR3_INV1_SMB2_S4 | PV Module String | Chittapur_ICR3_INV1_SMB2 |  |  |  |  | 42 | Main Inventory | In Operation | [15 empty] | GESCOM | HSEPL | Clean Solar Power Tumkur Private Limited | Skyfri |  |  |  | 0.062833
Chittapur | Chittapur_ICR3 | String | Chittapur_ICR3_INV1_SMB2_S5 | PV Module String | Chittapur_ICR3_INV1_SMB2 |  |  |  |  | 42 | Main Inventory | In Operation | [15 empty] | GESCOM | HSEPL | Clean Solar Power Tumkur Private Limited | Skyfri |  |  |  | 0.062833
Chittapur | Chittapur_ICR3 | String | Chittapur_ICR3_INV1_SMB2_S6 | PV Module String | Chittapur_ICR3_INV1_SMB2 |  |  |  |  | 42 | Main Inventory | In Operation | [15 empty] | GESCOM | HSEPL | Clean Solar Power Tumkur Private Limited | Skyfri |  |  |  | 0.062833
Chittapur | Chittapur_ICR3 | String | Chittapur_ICR3_INV1_SMB2_S7 | PV Module String | Chittapur_ICR3_INV1_SMB2 |  |  |  |  | 42 | Main Inventory | In Operation | [15 empty] | GESCOM | HSEPL | Clean Solar Power Tumkur Private Limited | Skyfri |  |  |  | 0.062833
Chittapur | Chittapur_ICR3 | String | Chittapur_ICR3_INV1_SMB2_S8 | PV Module String | Chittapur_ICR3_INV1_SMB2 |  |  |  |  | 42 | Main Inventory | In Operation | [15 empty] | GESCOM | HSEPL | Clean Solar Power Tumkur Private Limited | Skyfri |  |  |  | 0.062833
Chittapur | Chittapur_ICR3 | String | Chittapur_ICR3_INV1_SMB2_S9 | PV Module String | Chittapur_ICR3_INV1_SMB2 |  |  |  |  | 42 | Main Inventory | In Operation | [15 empty] | GESCOM | HSEPL | Clean Solar Power Tumkur Private Limited | Skyfri |  |  |  | 0.062833
Chittapur | Chittapur_ICR3 | String | Chittapur_ICR3_INV1_SMB2_S10 | PV Module String | Chittapur_ICR3_INV1_SMB2 |  |  |  |  | 42 | Main Inventory | In Operation | [15 empty] | GESCOM | HSEPL | Clean Solar Power Tumkur Private Limited | Skyfri |  |  |  | 0.062833
Chittapur | Chittapur_ICR3 | String | Chittapur_ICR3_INV1_SMB2_S11 | PV Module String | Chittapur_ICR3_INV1_SMB2 |  |  |  |  | 42 | Main Inventory | In Operation | [15 empty] | GESCOM | HSEPL | Clean Solar Power Tumkur Private Limited | Skyfri |  |  |  | 0.062833
Chittapur | Chittapur_ICR3 | String | Chittapur_ICR3_INV1_SMB2_S12 | PV Module String | Chittapur_ICR3_INV1_SMB2 |  |  |  |  | 42 | Main Inventory | In Operation | [15 empty] | GESCOM | HSEPL | Clean Solar Power Tumkur Private Limited | Skyfri |  |  |  | 0.062833
Chittapur | Chittapur_ICR3 | String | Chittapur_ICR3_INV1_SMB3_S1 | PV Module String | Chittapur_ICR3_INV1_SMB3 |  |  |  |  | 42 | Main Inventory | In Operation | [15 empty] | GESCOM | HSEPL | Clean Solar Power Tumkur Private Limited | Skyfri |  |  |  | 0.062833
Chittapur | Chittapur_ICR3 | String | Chittapur_ICR3_INV1_SMB3_S2 | PV Module String | Chittapur_ICR3_INV1_SMB3 |  |  |  |  | 42 | Main Inventory | In Operation | [15 empty] | GESCOM | HSEPL | Clean Solar Power Tumkur Private Limited | Skyfri |  |  |  | 0.062833
Chittapur | Chittapur_ICR3 | String | Chittapur_ICR3_INV1_SMB3_S3 | PV Module String | Chittapur_ICR3_INV1_SMB3 |  |  |  |  | 42 | Main Inventory | In Operation | [15 empty] | GESCOM | HSEPL | Clean Solar Power Tumkur Private Limited | Skyfri |  |  |  | 0.062833
Chittapur | Chittapur_ICR3 | String | Chittapur_ICR3_INV1_SMB3_S4 | PV Module String | Chittapur_ICR3_INV1_SMB3 |  |  |  |  | 42 | Main Inventory | In Operation | [15 empty] | GESCOM | HSEPL | Clean Solar Power Tumkur Private Limited | Skyfri |  |  |  | 0.062833
Chittapur | Chittapur_ICR3 | String | Chittapur_ICR3_INV1_SMB3_S5 | PV Module String | Chittapur_ICR3_INV1_SMB3 |  |  |  |  | 42 | Main Inventory | In Operation | [15 empty] | GESCOM | HSEPL | Clean Solar Power Tumkur Private Limited | Skyfri |  |  |  | 0.062833
Chittapur | Chittapur_ICR3 | String | Chittapur_ICR3_INV1_SMB3_S6 | PV Module String | Chittapur_ICR3_INV1_SMB3 |  |  |  |  | 42 | Main Inventory | In Operation | [15 empty] | GESCOM | HSEPL | Clean Solar Power Tumkur Private Limited | Skyfri |  |  |  | 0.062833
Chittapur | Chittapur_ICR3 | String | Chittapur_ICR3_INV1_SMB3_S7 | PV Module String | Chittapur_ICR3_INV1_SMB3 |  |  |  |  | 42 | Main Inventory | In Operation | [15 empty] | GESCOM | HSEPL | Clean Solar Power Tumkur Private Limited | Skyfri |  |  |  | 0.062833
Chittapur | Chittapur_ICR3 | String | Chittapur_ICR3_INV1_SMB3_S8 | PV Module String | Chittapur_ICR3_INV1_SMB3 |  |  |  |  | 42 | Main Inventory | In Operation | [15 empty] | GESCOM | HSEPL | Clean Solar Power Tumkur Private Limited | Skyfri |  |  |  | 0.062833
Chittapur | Chittapur_ICR3 | String | Chittapur_ICR3_INV1_SMB3_S9 | PV Module String | Chittapur_ICR3_INV1_SMB3 |  |  |  |  | 42 | Main Inventory | In Operation | [15 empty] | GESCOM | HSEPL | Clean Solar Power Tumkur Private Limited | Skyfri |  |  |  | 0.062833
Chittapur | Chittapur_ICR3 | String | Chittapur_ICR3_INV1_SMB3_S10 | PV Module String | Chittapur_ICR3_INV1_SMB3 |  |  |  |  | 42 | Main Inventory | In Operation | [15 empty] | GESCOM | HSEPL | Clean Solar Power Tumkur Private Limited | Skyfri |  |  |  | 0.062833
Chittapur | Chittapur_ICR3 | String | Chittapur_ICR3_INV1_SMB3_S11 | PV Module String | Chittapur_ICR3_INV1_SMB3 |  |  |  |  | 42 | Main Inventory | In Operation | [15 empty] | GESCOM | HSEPL | Clean Solar Power Tumkur Private Limited | Skyfri |  |  |  | 0.062833
Chittapur | Chittapur_ICR3 | String | Chittapur_ICR3_INV1_SMB3_S12 | PV Module String | Chittapur_ICR3_INV1_SMB3 |  |  |  |  | 42 | Main Inventory | In Operation | [15 empty] | GESCOM | HSEPL | Clean Solar Power Tumkur Private Limited | Skyfri |  |  |  | 0.062833
Chittapur | Chittapur_ICR3 | String | Chittapur_ICR3_INV1_SMB4_S1 | PV Module String | Chittapur_ICR3_INV1_SMB4 |  |  |  |  | 42 | Main Inventory | In Operation | [15 empty] | GESCOM | HSEPL | Clean Solar Power Tumkur Private Limited | Skyfri |  |  |  | 0.062833
Chittapur | Chittapur_ICR3 | String | Chittapur_ICR3_INV1_SMB4_S2 | PV Module String | Chittapur_ICR3_INV1_SMB4 |  |  |  |  | 42 | Main Inventory | In Operation | [15 empty] | GESCOM | HSEPL | Clean Solar Power Tumkur Private Limited | Skyfri |  |  |  | 0.062833
Chittapur | Chittapur_ICR3 | String | Chittapur_ICR3_INV1_SMB4_S3 | PV Module String | Chittapur_ICR3_INV1_SMB4 |  |  |  |  | 42 | Main Inventory | In Operation | [15 empty] | GESCOM | HSEPL | Clean Solar Power Tumkur Private Limited | Skyfri |  |  |  | 0.062833
Chittapur | Chittapur_ICR3 | String | Chittapur_ICR3_INV1_SMB4_S4 | PV Module String | Chittapur_ICR3_INV1_SMB4 |  |  |  |  | 42 | Main Inventory | In Operation | [15 empty] | GESCOM | HSEPL | Clean Solar Power Tumkur Private Limited | Skyfri |  |  |  | 0.062833
Chittapur | Chittapur_ICR3 | String | Chittapur_ICR3_INV1_SMB4_S5 | PV Module String | Chittapur_ICR3_INV1_SMB4 |  |  |  |  | 42 | Main Inventory | In Operation | [15 empty] | GESCOM | HSEPL | Clean Solar Power Tumkur Private Limited | Skyfri |  |  |  | 0.062833
Chittapur | Chittapur_ICR3 | String | Chittapur_ICR3_INV1_SMB4_S6 | PV Module String | Chittapur_ICR3_INV1_SMB4 |  |  |  |  | 42 | Main Inventory | In Operation | [15 empty] | GESCOM | HSEPL | Clean Solar Power Tumkur Private Limited | Skyfri |  |  |  | 0.062833
Chittapur | Chittapur_ICR3 | String | Chittapur_ICR3_INV1_SMB4_S7 | PV Module String | Chittapur_ICR3_INV1_SMB4 |  |  |  |  | 42 | Main Inventory | In Operation | [15 empty] | GESCOM | HSEPL | Clean Solar Power Tumkur Private Limited | Skyfri |  |  |  | 0.062833
Chittapur | Chittapur_ICR3 | String | Chittapur_ICR3_INV1_SMB4_S8 | PV Module String | Chittapur_ICR3_INV1_SMB4 |  |  |  |  | 42 | Main Inventory | In Operation | [15 empty] | GESCOM | HSEPL | Clean Solar Power Tumkur Private Limited | Skyfri |  |  |  | 0.062833
Chittapur | Chittapur_ICR3 | String | Chittapur_ICR3_INV1_SMB4_S9 | PV Module String | Chittapur_ICR3_INV1_SMB4 |  |  |  |  | 42 | Main Inventory | In Operation | [15 empty] | GESCOM | HSEPL | Clean Solar Power Tumkur Private Limited | Skyfri |  |  |  | 0.062833
Chittapur | Chittapur_ICR3 | String | Chittapur_ICR3_INV1_SMB4_S10 | PV Module String | Chittapur_ICR3_INV1_SMB4 |  |  |  |  | 42 | Main Inventory | In Operation | [15 empty] | GESCOM | HSEPL | Clean Solar Power Tumkur Private Limited | Skyfri |  |  |  | 0.062833
Chittapur | Chittapur_ICR3 | String | Chittapur_ICR3_INV1_SMB4_S11 | PV Module String | Chittapur_ICR3_INV1_SMB4 |  |  |  |  | 42 | Main Inventory | In Operation | [15 empty] | GESCOM | HSEPL | Clean Solar Power Tumkur Private Limited | Skyfri |  |  |  | 0.062833
Chittapur | Chittapur_ICR3 | String | Chittapur_ICR3_INV1_SMB4_S12 | PV Module String | Chittapur_ICR3_INV1_SMB4 |  |  |  |  | 42 | Main Inventory | In Operation | [15 empty] | GESCOM | HSEPL | Clean Solar Power Tumkur Private Limited | Skyfri |  |  |  | 0.062833
Chittapur | Chittapur_ICR3 | String | Chittapur_ICR3_INV1_SMB5_S1 | PV Module String | Chittapur_ICR3_INV1_SMB5 |  |  |  |  | 42 | Main Inventory | In Operation | [15 empty] | GESCOM | HSEPL | Clean Solar Power Tumkur Private Limited | Skyfri |  |  |  | 0.062833
Chittapur | Chittapur_ICR3 | String | Chittapur_ICR3_INV1_SMB5_S2 | PV Module String | Chittapur_ICR3_INV1_SMB5 |  |  |  |  | 42 | Main Inventory | In Operation | [15 empty] | GESCOM | HSEPL | Clean Solar Power Tumkur Private Limited | Skyfri |  |  |  | 0.062833
Chittapur | Chittapur_ICR3 | String | Chittapur_ICR3_INV1_SMB5_S3 | PV Module String | Chittapur_ICR3_INV1_SMB5 |  |  |  |  | 42 | Main Inventory | In Operation | [15 empty] | GESCOM | HSEPL | Clean Solar Power Tumkur Private Limited | Skyfri |  |  |  | 0.062833
Chittapur | Chittapur_ICR3 | String | Chittapur_ICR3_INV1_SMB5_S4 | PV Module String | Chittapur_ICR3_INV1_SMB5 |  |  |  |  | 42 | Main Inventory | In Operation | [15 empty] | GESCOM | HSEPL | Clean Solar Power Tumkur Private Limited | Skyfri |  |  |  | 0.062833
Chittapur | Chittapur_ICR3 | String | Chittapur_ICR3_INV1_SMB5_S5 | PV Module String | Chittapur_ICR3_INV1_SMB5 |  |  |  |  | 42 | Main Inventory | In Operation | [15 empty] | GESCOM | HSEPL | Clean Solar Power Tumkur Private Limited | Skyfri |  |  |  | 0.062833
Chittapur | Chittapur_ICR3 | String | Chittapur_ICR3_INV1_SMB5_S6 | PV Module String | Chittapur_ICR3_INV1_SMB5 |  |  |  |  | 42 | Main Inventory | In Operation | [15 empty] | GESCOM | HSEPL | Clean Solar Power Tumkur Private Limited | Skyfri |  |  |  | 0.062833
Chittapur | Chittapur_ICR3 | String | Chittapur_ICR3_INV1_SMB5_S7 | PV Module String | Chittapur_ICR3_INV1_SMB5 |  |  |  |  | 42 | Main Inventory | In Operation | [15 empty] | GESCOM | HSEPL | Clean Solar Power Tumkur Private Limited | Skyfri |  |  |  | 0.062833
Chittapur | Chittapur_ICR3 | String | Chittapur_ICR3_INV1_SMB5_S8 | PV Module String | Chittapur_ICR3_INV1_SMB5 |  |  |  |  | 42 | Main Inventory | In Operation | [15 empty] | GESCOM | HSEPL | Clean Solar Power Tumkur Private Limited | Skyfri |  |  |  | 0.062833
Chittapur | Chittapur_ICR3 | String | Chittapur_ICR3_INV1_SMB5_S9 | PV Module String | Chittapur_ICR3_INV1_SMB5 |  |  |  |  | 42 | Main Inventory | In Operation | [15 empty] | GESCOM | HSEPL | Clean Solar Power Tumkur Private Limited | Skyfri |  |  |  | 0.062833
Chittapur | Chittapur_ICR3 | String | Chittapur_ICR3_INV1_SMB5_S10 | PV Module String | Chittapur_ICR3_INV1_SMB5 |  |  |  |  | 42 | Main Inventory | In Operation | [15 empty] | GESCOM | HSEPL | Clean Solar Power Tumkur Private Limited | Skyfri |  |  |  | 0.062833
Chittapur | Chittapur_ICR3 | String | Chittapur_ICR3_INV1_SMB5_S11 | PV Module String | Chittapur_ICR3_INV1_SMB5 |  |  |  |  | 42 | Main Inventory | In Operation | [15 empty] | GESCOM | HSEPL | Clean Solar Power Tumkur Private Limited | Skyfri |  |  |  | 0.062833
Chittapur | Chittapur_ICR3 | String | Chittapur_ICR3_INV1_SMB5_S12 | PV Module String | Chittapur_ICR3_INV1_SMB5 |  |  |  |  | 42 | Main Inventory | In Operation | [15 empty] | GESCOM | HSEPL | Clean Solar Power Tumkur Private Limited | Skyfri |  |  |  | 0.062833
Chittapur | Chittapur_ICR3 | String | Chittapur_ICR3_INV1_SMB6_S1 | PV Module String | Chittapur_ICR3_INV1_SMB6 |  |  |  |  | 42 | Main Inventory | In Operation | [15 empty] | GESCOM | HSEPL | Clean Solar Power Tumkur Private Limited | Skyfri |  |  |  | 0.062833
Chittapur | Chittapur_ICR3 | String | Chittapur_ICR3_INV1_SMB6_S2 | PV Module String | Chittapur_ICR3_INV1_SMB6 |  |  |  |  | 42 | Main Inventory | In Operation | [15 empty] | GESCOM | HSEPL | Clean Solar Power Tumkur Private Limited | Skyfri |  |  |  | 0.062833
Chittapur | Chittapur_ICR3 | String | Chittapur_ICR3_INV1_SMB6_S3 | PV Module String | Chittapur_ICR3_INV1_SMB6 |  |  |  |  | 42 | Main Inventory | In Operation | [15 empty] | GESCOM | HSEPL | Clean Solar Power Tumkur Private Limited | Skyfri |  |  |  | 0.062833
Chittapur | Chittapur_ICR3 | String | Chittapur_ICR3_INV1_SMB6_S4 | PV Module String | Chittapur_ICR3_INV1_SMB6 |  |  |  |  | 42 | Main Inventory | In Operation | [15 empty] | GESCOM | HSEPL | Clean Solar Power Tumkur Private Limited | Skyfri |  |  |  | 0.062833
Chittapur | Chittapur_ICR3 | String | Chittapur_ICR3_INV1_SMB6_S5 | PV Module String | Chittapur_ICR3_INV1_SMB6 |  |  |  |  | 42 | Main Inventory | In Operation | [15 empty] | GESCOM | HSEPL | Clean Solar Power Tumkur Private Limited | Skyfri |  |  |  | 0.062833
Chittapur | Chittapur_ICR3 | String | Chittapur_ICR3_INV1_SMB6_S6 | PV Module String | Chittapur_ICR3_INV1_SMB6 |  |  |  |  | 42 | Main Inventory | In Operation | [15 empty] | GESCOM | HSEPL | Clean Solar Power Tumkur Private Limited | Skyfri |  |  |  | 0.062833
Chittapur | Chittapur_ICR3 | String | Chittapur_ICR3_INV1_SMB6_S7 | PV Module String | Chittapur_ICR3_INV1_SMB6 |  |  |  |  | 42 | Main Inventory | In Operation | [15 empty] | GESCOM | HSEPL | Clean Solar Power Tumkur Private Limited | Skyfri |  |  |  | 0.062833
Chittapur | Chittapur_ICR3 | String | Chittapur_ICR3_INV1_SMB6_S8 | PV Module String | Chittapur_ICR3_INV1_SMB6 |  |  |  |  | 42 | Main Inventory | In Operation | [15 empty] | GESCOM | HSEPL | Clean Solar Power Tumkur Private Limited | Skyfri |  |  |  | 0.062833
Chittapur | Chittapur_ICR3 | String | Chittapur_ICR3_INV1_SMB6_S9 | PV Module String | Chittapur_ICR3_INV1_SMB6 |  |  |  |  | 42 | Main Inventory | In Operation | [15 empty] | GESCOM | HSEPL | Clean Solar Power Tumkur Private Limited | Skyfri |  |  |  | 0.062833
Chittapur | Chittapur_ICR3 | String | Chittapur_ICR3_INV1_SMB6_S10 | PV Module String | Chittapur_ICR3_INV1_SMB6 |  |  |  |  | 42 | Main Inventory | In Operation | [15 empty] | GESCOM | HSEPL | Clean Solar Power Tumkur Private Limited | Skyfri |  |  |  | 0.062833
Chittapur | Chittapur_ICR3 | String | Chittapur_ICR3_INV1_SMB6_S11 | PV Module String | Chittapur_ICR3_INV1_SMB6 |  |  |  |  | 42 | Main Inventory | In Operation | [15 empty] | GESCOM | HSEPL | Clean Solar Power Tumkur Private Limited | Skyfri |  |  |  | 0.062833
Chittapur | Chittapur_ICR3 | String | Chittapur_ICR3_INV1_SMB6_S12 | PV Module String | Chittapur_ICR3_INV1_SMB6 |  |  |  |  | 42 | Main Inventory | In Operation | [15 empty] | GESCOM | HSEPL | Clean Solar Power Tumkur Private Limited | Skyfri |  |  |  | 0.062833
Chittapur | Chittapur_ICR3 | String | Chittapur_ICR3_INV1_SMB7_S1 | PV Module String | Chittapur_ICR3_INV1_SMB7 |  |  |  |  | 42 | Main Inventory | In Operation | [15 empty] | GESCOM | HSEPL | Clean Solar Power Tumkur Private Limited | Skyfri |  |  |  | 0.062833
Chittapur | Chittapur_ICR3 | String | Chittapur_ICR3_INV1_SMB7_S2 | PV Module String | Chittapur_ICR3_INV1_SMB7 |  |  |  |  | 42 | Main Inventory | In Operation | [15 empty] | GESCOM | HSEPL | Clean Solar Power Tumkur Private Limited | Skyfri |  |  |  | 0.062833
Chittapur | Chittapur_ICR3 | String | Chittapur_ICR3_INV1_SMB7_S3 | PV Module String | Chittapur_ICR3_INV1_SMB7 |  |  |  |  | 42 | Main Inventory | In Operation | [15 empty] | GESCOM | HSEPL | Clean Solar Power Tumkur Private Limited | Skyfri |  |  |  | 0.062833
Chittapur | Chittapur_ICR3 | String | Chittapur_ICR3_INV1_SMB7_S4 | PV Module String | Chittapur_ICR3_INV1_SMB7 |  |  |  |  | 42 | Main Inventory | In Operation | [15 empty] | GESCOM | HSEPL | Clean Solar Power Tumkur Private Limited | Skyfri |  |  |  | 0.062833
Chittapur | Chittapur_ICR3 | String | Chittapur_ICR3_INV1_SMB7_S5 | PV Module String | Chittapur_ICR3_INV1_SMB7 |  |  |  |  | 42 | Main Inventory | In Operation | [15 empty] | GESCOM | HSEPL | Clean Solar Power Tumkur Private Limited | Skyfri |  |  |  | 0.062833
Chittapur | Chittapur_ICR3 | String | Chittapur_ICR3_INV1_SMB7_S6 | PV Module String | Chittapur_ICR3_INV1_SMB7 |  |  |  |  | 42 | Main Inventory | In Operation | [15 empty] | GESCOM | HSEPL | Clean Solar Power Tumkur Private Limited | Skyfri |  |  |  | 0.062833
Chittapur | Chittapur_ICR3 | String | Chittapur_ICR3_INV1_SMB7_S7 | PV Module String | Chittapur_ICR3_INV1_SMB7 |  |  |  |  | 42 | Main Inventory | In Operation | [15 empty] | GESCOM | HSEPL | Clean Solar Power Tumkur Private Limited | Skyfri |  |  |  | 0.062833
Chittapur | Chittapur_ICR3 | String | Chittapur_ICR3_INV1_SMB7_S8 | PV Module String | Chittapur_ICR3_INV1_SMB7 |  |  |  |  | 42 | Main Inventory | In Operation | [15 empty] | GESCOM | HSEPL | Clean Solar Power Tumkur Private Limited | Skyfri |  |  |  | 0.062833
Chittapur | Chittapur_ICR3 | String | Chittapur_ICR3_INV1_SMB7_S9 | PV Module String | Chittapur_ICR3_INV1_SMB7 |  |  |  |  | 42 | Main Inventory | In Operation | [15 empty] | GESCOM | HSEPL | Clean Solar Power Tumkur Private Limited | Skyfri |  |  |  | 0.062833
Chittapur | Chittapur_ICR3 | String | Chittapur_ICR3_INV1_SMB7_S10 | PV Module String | Chittapur_ICR3_INV1_SMB7 |  |  |  |  | 42 | Main Inventory | In Operation | [15 empty] | GESCOM | HSEPL | Clean Solar Power Tumkur Private Limited | Skyfri |  |  |  | 0.062833
Chittapur | Chittapur_ICR3 | String | Chittapur_ICR3_INV1_SMB7_S11 | PV Module String | Chittapur_ICR3_INV1_SMB7 |  |  |  |  | 42 | Main Inventory | In Operation | [15 empty] | GESCOM | HSEPL | Clean Solar Power Tumkur Private Limited | Skyfri |  |  |  | 0.062833
Chittapur | Chittapur_ICR3 | String | Chittapur_ICR3_INV1_SMB7_S12 | PV Module String | Chittapur_ICR3_INV1_SMB7 |  |  |  |  | 42 | Main Inventory | In Operation | [15 empty] | GESCOM | HSEPL | Clean Solar Power Tumkur Private Limited | Skyfri |  |  |  | 0.062833
Chittapur | Chittapur_ICR3 | String | Chittapur_ICR3_INV1_SMB7_S13 | PV Module String | Chittapur_ICR3_INV1_SMB7 |  |  |  |  | 42 | Main Inventory | In Operation | [15 empty] | GESCOM | HSEPL | Clean Solar Power Tumkur Private Limited | Skyfri |  |  |  | 0.062833
Chittapur | Chittapur_ICR3 | String | Chittapur_ICR3_INV1_SMB7_S14 | PV Module String | Chittapur_ICR3_INV1_SMB7 |  |  |  |  | 42 | Main Inventory | In Operation | [15 empty] | GESCOM | HSEPL | Clean Solar Power Tumkur Private Limited | Skyfri |  |  |  | 0.062833
Chittapur | Chittapur_ICR3 | String | Chittapur_ICR3_INV2_SMB1_S1 | PV Module String | Chittapur_ICR3_INV2_SMB1 |  |  |  |  | 42 | Main Inventory | In Operation | [15 empty] | GESCOM | HSEPL | Clean Solar Power Tumkur Private Limited | Skyfri |  |  |  | 0.062833
Chittapur | Chittapur_ICR3 | String | Chittapur_ICR3_INV2_SMB1_S2 | PV Module String | Chittapur_ICR3_INV2_SMB1 |  |  |  |  | 42 | Main Inventory | In Operation | [15 empty] | GESCOM | HSEPL | Clean Solar Power Tumkur Private Limited | Skyfri |  |  |  | 0.062833
Chittapur | Chittapur_ICR3 | String | Chittapur_ICR3_INV2_SMB1_S3 | PV Module String | Chittapur_ICR3_INV2_SMB1 |  |  |  |  | 42 | Main Inventory | In Operation | [15 empty] | GESCOM | HSEPL | Clean Solar Power Tumkur Private Limited | Skyfri |  |  |  | 0.062833
Chittapur | Chittapur_ICR3 | String | Chittapur_ICR3_INV2_SMB1_S4 | PV Module String | Chittapur_ICR3_INV2_SMB1 |  |  |  |  | 42 | Main Inventory | In Operation | [15 empty] | GESCOM | HSEPL | Clean Solar Power Tumkur Private Limited | Skyfri |  |  |  | 0.062833
Chittapur | Chittapur_ICR3 | String | Chittapur_ICR3_INV2_SMB1_S5 | PV Module String | Chittapur_ICR3_INV2_SMB1 |  |  |  |  | 42 | Main Inventory | In Operation | [15 empty] | GESCOM | HSEPL | Clean Solar Power Tumkur Private Limited | Skyfri |  |  |  | 0.062833
Chittapur | Chittapur_ICR3 | String | Chittapur_ICR3_INV2_SMB1_S6 | PV Module String | Chittapur_ICR3_INV2_SMB1 |  |  |  |  | 42 | Main Inventory | In Operation | [15 empty] | GESCOM | HSEPL | Clean Solar Power Tumkur Private Limited | Skyfri |  |  |  | 0.062833
Chittapur | Chittapur_ICR3 | String | Chittapur_ICR3_INV2_SMB1_S7 | PV Module String | Chittapur_ICR3_INV2_SMB1 |  |  |  |  | 42 | Main Inventory | In Operation | [15 empty] | GESCOM | HSEPL | Clean Solar Power Tumkur Private Limited | Skyfri |  |  |  | 0.062833
Chittapur | Chittapur_ICR3 | String | Chittapur_ICR3_INV2_SMB1_S8 | PV Module String | Chittapur_ICR3_INV2_SMB1 |  |  |  |  | 42 | Main Inventory | In Operation | [15 empty] | GESCOM | HSEPL | Clean Solar Power Tumkur Private Limited | Skyfri |  |  |  | 0.062833
Chittapur | Chittapur_ICR3 | String | Chittapur_ICR3_INV2_SMB1_S9 | PV Module String | Chittapur_ICR3_INV2_SMB1 |  |  |  |  | 42 | Main Inventory | In Operation | [15 empty] | GESCOM | HSEPL | Clean Solar Power Tumkur Private Limited | Skyfri |  |  |  | 0.062833
Chittapur | Chittapur_ICR3 | String | Chittapur_ICR3_INV2_SMB1_S10 | PV Module String | Chittapur_ICR3_INV2_SMB1 |  |  |  |  | 42 | Main Inventory | In Operation | [15 empty] | GESCOM | HSEPL | Clean Solar Power Tumkur Private Limited | Skyfri |  |  |  | 0.062833
Chittapur | Chittapur_ICR3 | String | Chittapur_ICR3_INV2_SMB1_S11 | PV Module String | Chittapur_ICR3_INV2_SMB1 |  |  |  |  | 42 | Main Inventory | In Operation | [15 empty] | GESCOM | HSEPL | Clean Solar Power Tumkur Private Limited | Skyfri |  |  |  | 0.062833
Chittapur | Chittapur_ICR3 | String | Chittapur_ICR3_INV2_SMB1_S12 | PV Module String | Chittapur_ICR3_INV2_SMB1 |  |  |  |  | 42 | Main Inventory | In Operation | [15 empty] | GESCOM | HSEPL | Clean Solar Power Tumkur Private Limited | Skyfri |  |  |  | 0.062833
Chittapur | Chittapur_ICR3 | String | Chittapur_ICR3_INV2_SMB2_S1 | PV Module String | Chittapur_ICR3_INV2_SMB2 |  |  |  |  | 42 | Main Inventory | In Operation | [15 empty] | GESCOM | HSEPL | Clean Solar Power Tumkur Private Limited | Skyfri |  |  |  | 0.062833
Chittapur | Chittapur_ICR3 | String | Chittapur_ICR3_INV2_SMB2_S2 | PV Module String | Chittapur_ICR3_INV2_SMB2 |  |  |  |  | 42 | Main Inventory | In Operation | [15 empty] | GESCOM | HSEPL | Clean Solar Power Tumkur Private Limited | Skyfri |  |  |  | 0.062833
Chittapur | Chittapur_ICR3 | String | Chittapur_ICR3_INV2_SMB2_S3 | PV Module String | Chittapur_ICR3_INV2_SMB2 |  |  |  |  | 42 | Main Inventory | In Operation | [15 empty] | GESCOM | HSEPL | Clean Solar Power Tumkur Private Limited | Skyfri |  |  |  | 0.062833
Chittapur | Chittapur_ICR3 | String | Chittapur_ICR3_INV2_SMB2_S4 | PV Module String | Chittapur_ICR3_INV2_SMB2 |  |  |  |  | 42 | Main Inventory | In Operation | [15 empty] | GESCOM | HSEPL | Clean Solar Power Tumkur Private Limited | Skyfri |  |  |  | 0.062833
Chittapur | Chittapur_ICR3 | String | Chittapur_ICR3_INV2_SMB2_S5 | PV Module String | Chittapur_ICR3_INV2_SMB2 |  |  |  |  | 42 | Main Inventory | In Operation | [15 empty] | GESCOM | HSEPL | Clean Solar Power Tumkur Private Limited | Skyfri |  |  |  | 0.062833
Chittapur | Chittapur_ICR3 | String | Chittapur_ICR3_INV2_SMB2_S6 | PV Module String | Chittapur_ICR3_INV2_SMB2 |  |  |  |  | 42 | Main Inventory | In Operation | [15 empty] | GESCOM | HSEPL | Clean Solar Power Tumkur Private Limited | Skyfri |  |  |  | 0.062833
Chittapur | Chittapur_ICR3 | String | Chittapur_ICR3_INV2_SMB2_S7 | PV Module String | Chittapur_ICR3_INV2_SMB2 |  |  |  |  | 42 | Main Inventory | In Operation | [15 empty] | GESCOM | HSEPL | Clean Solar Power Tumkur Private Limited | Skyfri |  |  |  | 0.062833
Chittapur | Chittapur_ICR3 | String | Chittapur_ICR3_INV2_SMB2_S8 | PV Module String | Chittapur_ICR3_INV2_SMB2 |  |  |  |  | 42 | Main Inventory | In Operation | [15 empty] | GESCOM | HSEPL | Clean Solar Power Tumkur Private Limited | Skyfri |  |  |  | 0.062833
Chittapur | Chittapur_ICR3 | String | Chittapur_ICR3_INV2_SMB2_S9 | PV Module String | Chittapur_ICR3_INV2_SMB2 |  |  |  |  | 42 | Main Inventory | In Operation | [15 empty] | GESCOM | HSEPL | Clean Solar Power Tumkur Private Limited | Skyfri |  |  |  | 0.062833
Chittapur | Chittapur_ICR3 | String | Chittapur_ICR3_INV2_SMB2_S10 | PV Module String | Chittapur_ICR3_INV2_SMB2 |  |  |  |  | 42 | Main Inventory | In Operation | [15 empty] | GESCOM | HSEPL | Clean Solar Power Tumkur Private Limited | Skyfri |  |  |  | 0.062833
Chittapur | Chittapur_ICR3 | String | Chittapur_ICR3_INV2_SMB2_S11 | PV Module String | Chittapur_ICR3_INV2_SMB2 |  |  |  |  | 42 | Main Inventory | In Operation | [15 empty] | GESCOM | HSEPL | Clean Solar Power Tumkur Private Limited | Skyfri |  |  |  | 0.062833
Chittapur | Chittapur_ICR3 | String | Chittapur_ICR3_INV2_SMB2_S12 | PV Module String | Chittapur_ICR3_INV2_SMB2 |  |  |  |  | 42 | Main Inventory | In Operation | [15 empty] | GESCOM | HSEPL | Clean Solar Power Tumkur Private Limited | Skyfri |  |  |  | 0.062833
Chittapur | Chittapur_ICR3 | String | Chittapur_ICR3_INV2_SMB3_S1 | PV Module String | Chittapur_ICR3_INV2_SMB3 |  |  |  |  | 42 | Main Inventory | In Operation | [15 empty] | GESCOM | HSEPL | Clean Solar Power Tumkur Private Limited | Skyfri |  |  |  | 0.062833
Chittapur | Chittapur_ICR3 | String | Chittapur_ICR3_INV2_SMB3_S2 | PV Module String | Chittapur_ICR3_INV2_SMB3 |  |  |  |  | 42 | Main Inventory | In Operation | [15 empty] | GESCOM | HSEPL | Clean Solar Power Tumkur Private Limited | Skyfri |  |  |  | 0.062833
Chittapur | Chittapur_ICR3 | String | Chittapur_ICR3_INV2_SMB3_S3 | PV Module String | Chittapur_ICR3_INV2_SMB3 |  |  |  |  | 42 | Main Inventory | In Operation | [15 empty] | GESCOM | HSEPL | Clean Solar Power Tumkur Private Limited | Skyfri |  |  |  | 0.062833
Chittapur | Chittapur_ICR3 | String | Chittapur_ICR3_INV2_SMB3_S4 | PV Module String | Chittapur_ICR3_INV2_SMB3 |  |  |  |  | 42 | Main Inventory | In Operation | [15 empty] | GESCOM | HSEPL | Clean Solar Power Tumkur Private Limited | Skyfri |  |  |  | 0.062833
Chittapur | Chittapur_ICR3 | String | Chittapur_ICR3_INV2_SMB3_S5 | PV Module String | Chittapur_ICR3_INV2_SMB3 |  |  |  |  | 42 | Main Inventory | In Operation | [15 empty] | GESCOM | HSEPL | Clean Solar Power Tumkur Private Limited | Skyfri |  |  |  | 0.062833
Chittapur | Chittapur_ICR3 | String | Chittapur_ICR3_INV2_SMB3_S6 | PV Module String | Chittapur_ICR3_INV2_SMB3 |  |  |  |  | 42 | Main Inventory | In Operation | [15 empty] | GESCOM | HSEPL | Clean Solar Power Tumkur Private Limited | Skyfri |  |  |  | 0.062833
Chittapur | Chittapur_ICR3 | String | Chittapur_ICR3_INV2_SMB3_S7 | PV Module String | Chittapur_ICR3_INV2_SMB3 |  |  |  |  | 42 | Main Inventory | In Operation | [15 empty] | GESCOM | HSEPL | Clean Solar Power Tumkur Private Limited | Skyfri |  |  |  | 0.062833
Chittapur | Chittapur_ICR3 | String | Chittapur_ICR3_INV2_SMB3_S8 | PV Module String | Chittapur_ICR3_INV2_SMB3 |  |  |  |  | 42 | Main Inventory | In Operation | [15 empty] | GESCOM | HSEPL | Clean Solar Power Tumkur Private Limited | Skyfri |  |  |  | 0.062833
Chittapur | Chittapur_ICR3 | String | Chittapur_ICR3_INV2_SMB3_S9 | PV Module String | Chittapur_ICR3_INV2_SMB3 |  |  |  |  | 42 | Main Inventory | In Operation | [15 empty] | GESCOM | HSEPL | Clean Solar Power Tumkur Private Limited | Skyfri |  |  |  | 0.062833
Chittapur | Chittapur_ICR3 | String | Chittapur_ICR3_INV2_SMB3_S10 | PV Module String | Chittapur_ICR3_INV2_SMB3 |  |  |  |  | 42 | Main Inventory | In Operation | [15 empty] | GESCOM | HSEPL | Clean Solar Power Tumkur Private Limited | Skyfri |  |  |  | 0.062833
Chittapur | Chittapur_ICR3 | String | Chittapur_ICR3_INV2_SMB3_S11 | PV Module String | Chittapur_ICR3_INV2_SMB3 |  |  |  |  | 42 | Main Inventory | In Operation | [15 empty] | GESCOM | HSEPL | Clean Solar Power Tumkur Private Limited | Skyfri |  |  |  | 0.062833
Chittapur | Chittapur_ICR3 | String | Chittapur_ICR3_INV2_SMB3_S12 | PV Module String | Chittapur_ICR3_INV2_SMB3 |  |  |  |  | 42 | Main Inventory | In Operation | [15 empty] | GESCOM | HSEPL | Clean Solar Power Tumkur Private Limited | Skyfri |  |  |  | 0.062833
Chittapur | Chittapur_ICR3 | String | Chittapur_ICR3_INV2_SMB4_S1 | PV Module String | Chittapur_ICR3_INV2_SMB4 |  |  |  |  | 42 | Main Inventory | In Operation | [15 empty] | GESCOM | HSEPL | Clean Solar Power Tumkur Private Limited | Skyfri |  |  |  | 0.062833
Chittapur | Chittapur_ICR3 | String | Chittapur_ICR3_INV2_SMB4_S2 | PV Module String | Chittapur_ICR3_INV2_SMB4 |  |  |  |  | 42 | Main Inventory | In Operation | [15 empty] | GESCOM | HSEPL | Clean Solar Power Tumkur Private Limited | Skyfri |  |  |  | 0.062833
Chittapur | Chittapur_ICR3 | String | Chittapur_ICR3_INV2_SMB4_S3 | PV Module String | Chittapur_ICR3_INV2_SMB4 |  |  |  |  | 42 | Main Inventory | In Operation | [15 empty] | GESCOM | HSEPL | Clean Solar Power Tumkur Private Limited | Skyfri |  |  |  | 0.062833
Chittapur | Chittapur_ICR3 | String | Chittapur_ICR3_INV2_SMB4_S4 | PV Module String | Chittapur_ICR3_INV2_SMB4 |  |  |  |  | 42 | Main Inventory | In Operation | [15 empty] | GESCOM | HSEPL | Clean Solar Power Tumkur Private Limited | Skyfri |  |  |  | 0.062833
Chittapur | Chittapur_ICR3 | String | Chittapur_ICR3_INV2_SMB4_S5 | PV Module String | Chittapur_ICR3_INV2_SMB4 |  |  |  |  | 42 | Main Inventory | In Operation | [15 empty] | GESCOM | HSEPL | Clean Solar Power Tumkur Private Limited | Skyfri |  |  |  | 0.062833
Chittapur | Chittapur_ICR3 | String | Chittapur_ICR3_INV2_SMB4_S6 | PV Module String | Chittapur_ICR3_INV2_SMB4 |  |  |  |  | 42 | Main Inventory | In Operation | [15 empty] | GESCOM | HSEPL | Clean Solar Power Tumkur Private Limited | Skyfri |  |  |  | 0.062833
Chittapur | Chittapur_ICR3 | String | Chittapur_ICR3_INV2_SMB4_S7 | PV Module String | Chittapur_ICR3_INV2_SMB4 |  |  |  |  | 42 | Main Inventory | In Operation | [15 empty] | GESCOM | HSEPL | Clean Solar Power Tumkur Private Limited | Skyfri |  |  |  | 0.062833
Chittapur | Chittapur_ICR3 | String | Chittapur_ICR3_INV2_SMB4_S8 | PV Module String | Chittapur_ICR3_INV2_SMB4 |  |  |  |  | 42 | Main Inventory | In Operation | [15 empty] | GESCOM | HSEPL | Clean Solar Power Tumkur Private Limited | Skyfri |  |  |  | 0.062833
Chittapur | Chittapur_ICR3 | String | Chittapur_ICR3_INV2_SMB4_S9 | PV Module String | Chittapur_ICR3_INV2_SMB4 |  |  |  |  | 42 | Main Inventory | In Operation | [15 empty] | GESCOM | HSEPL | Clean Solar Power Tumkur Private Limited | Skyfri |  |  |  | 0.062833
Chittapur | Chittapur_ICR3 | String | Chittapur_ICR3_INV2_SMB4_S10 | PV Module String | Chittapur_ICR3_INV2_SMB4 |  |  |  |  | 42 | Main Inventory | In Operation | [15 empty] | GESCOM | HSEPL | Clean Solar Power Tumkur Private Limited | Skyfri |  |  |  | 0.062833
Chittapur | Chittapur_ICR3 | String | Chittapur_ICR3_INV2_SMB4_S11 | PV Module String | Chittapur_ICR3_INV2_SMB4 |  |  |  |  | 42 | Main Inventory | In Operation | [15 empty] | GESCOM | HSEPL | Clean Solar Power Tumkur Private Limited | Skyfri |  |  |  | 0.062833
Chittapur | Chittapur_ICR3 | String | Chittapur_ICR3_INV2_SMB4_S12 | PV Module String | Chittapur_ICR3_INV2_SMB4 |  |  |  |  | 42 | Main Inventory | In Operation | [15 empty] | GESCOM | HSEPL | Clean Solar Power Tumkur Private Limited | Skyfri |  |  |  | 0.062833
Chittapur | Chittapur_ICR3 | String | Chittapur_ICR3_INV2_SMB5_S1 | PV Module String | Chittapur_ICR3_INV2_SMB5 |  |  |  |  | 42 | Main Inventory | In Operation | [15 empty] | GESCOM | HSEPL | Clean Solar Power Tumkur Private Limited | Skyfri |  |  |  | 0.062833
Chittapur | Chittapur_ICR3 | String | Chittapur_ICR3_INV2_SMB5_S2 | PV Module String | Chittapur_ICR3_INV2_SMB5 |  |  |  |  | 42 | Main Inventory | In Operation | [15 empty] | GESCOM | HSEPL | Clean Solar Power Tumkur Private Limited | Skyfri |  |  |  | 0.062833
Chittapur | Chittapur_ICR3 | String | Chittapur_ICR3_INV2_SMB5_S3 | PV Module String | Chittapur_ICR3_INV2_SMB5 |  |  |  |  | 42 | Main Inventory | In Operation | [15 empty] | GESCOM | HSEPL | Clean Solar Power Tumkur Private Limited | Skyfri |  |  |  | 0.062833
Chittapur | Chittapur_ICR3 | String | Chittapur_ICR3_INV2_SMB5_S4 | PV Module String | Chittapur_ICR3_INV2_SMB5 |  |  |  |  | 42 | Main Inventory | In Operation | [15 empty] | GESCOM | HSEPL | Clean Solar Power Tumkur Private Limited | Skyfri |  |  |  | 0.062833
Chittapur | Chittapur_ICR3 | String | Chittapur_ICR3_INV2_SMB5_S5 | PV Module String | Chittapur_ICR3_INV2_SMB5 |  |  |  |  | 42 | Main Inventory | In Operation | [15 empty] | GESCOM | HSEPL | Clean Solar Power Tumkur Private Limited | Skyfri |  |  |  | 0.062833
Chittapur | Chittapur_ICR3 | String | Chittapur_ICR3_INV2_SMB5_S6 | PV Module String | Chittapur_ICR3_INV2_SMB5 |  |  |  |  | 42 | Main Inventory | In Operation | [15 empty] | GESCOM | HSEPL | Clean Solar Power Tumkur Private Limited | Skyfri |  |  |  | 0.062833
Chittapur | Chittapur_ICR3 | String | Chittapur_ICR3_INV2_SMB5_S7 | PV Module String | Chittapur_ICR3_INV2_SMB5 |  |  |  |  | 42 | Main Inventory | In Operation | [15 empty] | GESCOM | HSEPL | Clean Solar Power Tumkur Private Limited | Skyfri |  |  |  | 0.062833
Chittapur | Chittapur_ICR3 | String | Chittapur_ICR3_INV2_SMB5_S8 | PV Module String | Chittapur_ICR3_INV2_SMB5 |  |  |  |  | 42 | Main Inventory | In Operation | [15 empty] | GESCOM | HSEPL | Clean Solar Power Tumkur Private Limited | Skyfri |  |  |  | 0.062833
Chittapur | Chittapur_ICR3 | String | Chittapur_ICR3_INV2_SMB5_S9 | PV Module String | Chittapur_ICR3_INV2_SMB5 |  |  |  |  | 42 | Main Inventory | In Operation | [15 empty] | GESCOM | HSEPL | Clean Solar Power Tumkur Private Limited | Skyfri |  |  |  | 0.062833
Chittapur | Chittapur_ICR3 | String | Chittapur_ICR3_INV2_SMB5_S10 | PV Module String | Chittapur_ICR3_INV2_SMB5 |  |  |  |  | 42 | Main Inventory | In Operation | [15 empty] | GESCOM | HSEPL | Clean Solar Power Tumkur Private Limited | Skyfri |  |  |  | 0.062833
Chittapur | Chittapur_ICR3 | String | Chittapur_ICR3_INV2_SMB5_S11 | PV Module String | Chittapur_ICR3_INV2_SMB5 |  |  |  |  | 42 | Main Inventory | In Operation | [15 empty] | GESCOM | HSEPL | Clean Solar Power Tumkur Private Limited | Skyfri |  |  |  | 0.062833
Chittapur | Chittapur_ICR3 | String | Chittapur_ICR3_INV2_SMB5_S12 | PV Module String | Chittapur_ICR3_INV2_SMB5 |  |  |  |  | 42 | Main Inventory | In Operation | [15 empty] | GESCOM | HSEPL | Clean Solar Power Tumkur Private Limited | Skyfri |  |  |  | 0.062833
Chittapur | Chittapur_ICR3 | String | Chittapur_ICR3_INV2_SMB6_S1 | PV Module String | Chittapur_ICR3_INV2_SMB6 |  |  |  |  | 42 | Main Inventory | In Operation | [15 empty] | GESCOM | HSEPL | Clean Solar Power Tumkur Private Limited | Skyfri |  |  |  | 0.062833
Chittapur | Chittapur_ICR3 | String | Chittapur_ICR3_INV2_SMB6_S2 | PV Module String | Chittapur_ICR3_INV2_SMB6 |  |  |  |  | 42 | Main Inventory | In Operation | [15 empty] | GESCOM | HSEPL | Clean Solar Power Tumkur Private Limited | Skyfri |  |  |  | 0.062833
Chittapur | Chittapur_ICR3 | String | Chittapur_ICR3_INV2_SMB6_S3 | PV Module String | Chittapur_ICR3_INV2_SMB6 |  |  |  |  | 42 | Main Inventory | In Operation | [15 empty] | GESCOM | HSEPL | Clean Solar Power Tumkur Private Limited | Skyfri |  |  |  | 0.062833
Chittapur | Chittapur_ICR3 | String | Chittapur_ICR3_INV2_SMB6_S4 | PV Module String | Chittapur_ICR3_INV2_SMB6 |  |  |  |  | 42 | Main Inventory | In Operation | [15 empty] | GESCOM | HSEPL | Clean Solar Power Tumkur Private Limited | Skyfri |  |  |  | 0.062833
Chittapur | Chittapur_ICR3 | String | Chittapur_ICR3_INV2_SMB6_S5 | PV Module String | Chittapur_ICR3_INV2_SMB6 |  |  |  |  | 42 | Main Inventory | In Operation | [15 empty] | GESCOM | HSEPL | Clean Solar Power Tumkur Private Limited | Skyfri |  |  |  | 0.062833
Chittapur | Chittapur_ICR3 | String | Chittapur_ICR3_INV2_SMB6_S6 | PV Module String | Chittapur_ICR3_INV2_SMB6 |  |  |  |  | 42 | Main Inventory | In Operation | [15 empty] | GESCOM | HSEPL | Clean Solar Power Tumkur Private Limited | Skyfri |  |  |  | 0.062833
Chittapur | Chittapur_ICR3 | String | Chittapur_ICR3_INV2_SMB6_S7 | PV Module String | Chittapur_ICR3_INV2_SMB6 |  |  |  |  | 42 | Main Inventory | In Operation | [15 empty] | GESCOM | HSEPL | Clean Solar Power Tumkur Private Limited | Skyfri |  |  |  | 0.062833
Chittapur | Chittapur_ICR3 | String | Chittapur_ICR3_INV2_SMB6_S8 | PV Module String | Chittapur_ICR3_INV2_SMB6 |  |  |  |  | 42 | Main Inventory | In Operation | [15 empty] | GESCOM | HSEPL | Clean Solar Power Tumkur Private Limited | Skyfri |  |  |  | 0.062833
Chittapur | Chittapur_ICR3 | String | Chittapur_ICR3_INV2_SMB6_S9 | PV Module String | Chittapur_ICR3_INV2_SMB6 |  |  |  |  | 42 | Main Inventory | In Operation | [15 empty] | GESCOM | HSEPL | Clean Solar Power Tumkur Private Limited | Skyfri |  |  |  | 0.062833
Chittapur | Chittapur_ICR3 | String | Chittapur_ICR3_INV2_SMB6_S10 | PV Module String | Chittapur_ICR3_INV2_SMB6 |  |  |  |  | 42 | Main Inventory | In Operation | [15 empty] | GESCOM | HSEPL | Clean Solar Power Tumkur Private Limited | Skyfri |  |  |  | 0.062833
Chittapur | Chittapur_ICR3 | String | Chittapur_ICR3_INV2_SMB6_S11 | PV Module String | Chittapur_ICR3_INV2_SMB6 |  |  |  |  | 42 | Main Inventory | In Operation | [15 empty] | GESCOM | HSEPL | Clean Solar Power Tumkur Private Limited | Skyfri |  |  |  | 0.062833
Chittapur | Chittapur_ICR3 | String | Chittapur_ICR3_INV2_SMB6_S12 | PV Module String | Chittapur_ICR3_INV2_SMB6 |  |  |  |  | 42 | Main Inventory | In Operation | [15 empty] | GESCOM | HSEPL | Clean Solar Power Tumkur Private Limited | Skyfri |  |  |  | 0.062833
Chittapur | Chittapur_ICR3 | String | Chittapur_ICR3_INV2_SMB7_S1 | PV Module String | Chittapur_ICR3_INV2_SMB7 |  |  |  |  | 42 | Main Inventory | In Operation | [15 empty] | GESCOM | HSEPL | Clean Solar Power Tumkur Private Limited | Skyfri |  |  |  | 0.062833
Chittapur | Chittapur_ICR3 | String | Chittapur_ICR3_INV2_SMB7_S2 | PV Module String | Chittapur_ICR3_INV2_SMB7 |  |  |  |  | 42 | Main Inventory | In Operation | [15 empty] | GESCOM | HSEPL | Clean Solar Power Tumkur Private Limited | Skyfri |  |  |  | 0.062833
Chittapur | Chittapur_ICR3 | String | Chittapur_ICR3_INV2_SMB7_S3 | PV Module String | Chittapur_ICR3_INV2_SMB7 |  |  |  |  | 42 | Main Inventory | In Operation | [15 empty] | GESCOM | HSEPL | Clean Solar Power Tumkur Private Limited | Skyfri |  |  |  | 0.062833
Chittapur | Chittapur_ICR3 | String | Chittapur_ICR3_INV2_SMB7_S4 | PV Module String | Chittapur_ICR3_INV2_SMB7 |  |  |  |  | 42 | Main Inventory | In Operation | [15 empty] | GESCOM | HSEPL | Clean Solar Power Tumkur Private Limited | Skyfri |  |  |  | 0.062833
Chittapur | Chittapur_ICR3 | String | Chittapur_ICR3_INV2_SMB7_S5 | PV Module String | Chittapur_ICR3_INV2_SMB7 |  |  |  |  | 42 | Main Inventory | In Operation | [15 empty] | GESCOM | HSEPL | Clean Solar Power Tumkur Private Limited | Skyfri |  |  |  | 0.062833
Chittapur | Chittapur_ICR3 | String | Chittapur_ICR3_INV2_SMB7_S6 | PV Module String | Chittapur_ICR3_INV2_SMB7 |  |  |  |  | 42 | Main Inventory | In Operation | [15 empty] | GESCOM | HSEPL | Clean Solar Power Tumkur Private Limited | Skyfri |  |  |  | 0.062833
Chittapur | Chittapur_ICR3 | String | Chittapur_ICR3_INV2_SMB7_S7 | PV Module String | Chittapur_ICR3_INV2_SMB7 |  |  |  |  | 42 | Main Inventory | In Operation | [15 empty] | GESCOM | HSEPL | Clean Solar Power Tumkur Private Limited | Skyfri |  |  |  | 0.062833
Chittapur | Chittapur_ICR3 | String | Chittapur_ICR3_INV2_SMB7_S8 | PV Module String | Chittapur_ICR3_INV2_SMB7 |  |  |  |  | 42 | Main Inventory | In Operation | [15 empty] | GESCOM | HSEPL | Clean Solar Power Tumkur Private Limited | Skyfri |  |  |  | 0.062833
Chittapur | Chittapur_ICR3 | String | Chittapur_ICR3_INV2_SMB7_S9 | PV Module String | Chittapur_ICR3_INV2_SMB7 |  |  |  |  | 42 | Main Inventory | In Operation | [15 empty] | GESCOM | HSEPL | Clean Solar Power Tumkur Private Limited | Skyfri |  |  |  | 0.062833
Chittapur | Chittapur_ICR3 | String | Chittapur_ICR3_INV2_SMB7_S10 | PV Module String | Chittapur_ICR3_INV2_SMB7 |  |  |  |  | 42 | Main Inventory | In Operation | [15 empty] | GESCOM | HSEPL | Clean Solar Power Tumkur Private Limited | Skyfri |  |  |  | 0.062833
Chittapur | Chittapur_ICR3 | String | Chittapur_ICR3_INV2_SMB7_S11 | PV Module String | Chittapur_ICR3_INV2_SMB7 |  |  |  |  | 42 | Main Inventory | In Operation | [15 empty] | GESCOM | HSEPL | Clean Solar Power Tumkur Private Limited | Skyfri |  |  |  | 0.062833
Chittapur | Chittapur_ICR3 | String | Chittapur_ICR3_INV2_SMB7_S12 | PV Module String | Chittapur_ICR3_INV2_SMB7 |  |  |  |  | 42 | Main Inventory | In Operation | [15 empty] | GESCOM | HSEPL | Clean Solar Power Tumkur Private Limited | Skyfri |  |  |  | 0.062833
Chittapur | Chittapur_ICR3 | String | Chittapur_ICR3_INV3_SMB1_S1 | PV Module String | Chittapur_ICR3_INV3_SMB1 |  |  |  |  | 42 | Main Inventory | In Operation | [15 empty] | GESCOM | HSEPL | Clean Solar Power Tumkur Private Limited | Skyfri |  |  |  | 0.062833
Chittapur | Chittapur_ICR3 | String | Chittapur_ICR3_INV3_SMB1_S2 | PV Module String | Chittapur_ICR3_INV3_SMB1 |  |  |  |  | 42 | Main Inventory | In Operation | [15 empty] | GESCOM | HSEPL | Clean Solar Power Tumkur Private Limited | Skyfri |  |  |  | 0.062833
Chittapur | Chittapur_ICR3 | String | Chittapur_ICR3_INV3_SMB1_S3 | PV Module String | Chittapur_ICR3_INV3_SMB1 |  |  |  |  | 42 | Main Inventory | In Operation | [15 empty] | GESCOM | HSEPL | Clean Solar Power Tumkur Private Limited | Skyfri |  |  |  | 0.062833
Chittapur | Chittapur_ICR3 | String | Chittapur_ICR3_INV3_SMB1_S4 | PV Module String | Chittapur_ICR3_INV3_SMB1 |  |  |  |  | 42 | Main Inventory | In Operation | [15 empty] | GESCOM | HSEPL | Clean Solar Power Tumkur Private Limited | Skyfri |  |  |  | 0.062833
Chittapur | Chittapur_ICR3 | String | Chittapur_ICR3_INV3_SMB1_S5 | PV Module String | Chittapur_ICR3_INV3_SMB1 |  |  |  |  | 42 | Main Inventory | In Operation | [15 empty] | GESCOM | HSEPL | Clean Solar Power Tumkur Private Limited | Skyfri |  |  |  | 0.062833
Chittapur | Chittapur_ICR3 | String | Chittapur_ICR3_INV3_SMB1_S6 | PV Module String | Chittapur_ICR3_INV3_SMB1 |  |  |  |  | 42 | Main Inventory | In Operation | [15 empty] | GESCOM | HSEPL | Clean Solar Power Tumkur Private Limited | Skyfri |  |  |  | 0.062833
Chittapur | Chittapur_ICR3 | String | Chittapur_ICR3_INV3_SMB1_S7 | PV Module String | Chittapur_ICR3_INV3_SMB1 |  |  |  |  | 42 | Main Inventory | In Operation | [15 empty] | GESCOM | HSEPL | Clean Solar Power Tumkur Private Limited | Skyfri |  |  |  | 0.062833
Chittapur | Chittapur_ICR3 | String | Chittapur_ICR3_INV3_SMB1_S8 | PV Module String | Chittapur_ICR3_INV3_SMB1 |  |  |  |  | 42 | Main Inventory | In Operation | [15 empty] | GESCOM | HSEPL | Clean Solar Power Tumkur Private Limited | Skyfri |  |  |  | 0.062833
Chittapur | Chittapur_ICR3 | String | Chittapur_ICR3_INV3_SMB1_S9 | PV Module String | Chittapur_ICR3_INV3_SMB1 |  |  |  |  | 42 | Main Inventory | In Operation | [15 empty] | GESCOM | HSEPL | Clean Solar Power Tumkur Private Limited | Skyfri |  |  |  | 0.062833
Chittapur | Chittapur_ICR3 | String | Chittapur_ICR3_INV3_SMB1_S10 | PV Module String | Chittapur_ICR3_INV3_SMB1 |  |  |  |  | 42 | Main Inventory | In Operation | [15 empty] | GESCOM | HSEPL | Clean Solar Power Tumkur Private Limited | Skyfri |  |  |  | 0.062833
Chittapur | Chittapur_ICR3 | String | Chittapur_ICR3_INV3_SMB1_S11 | PV Module String | Chittapur_ICR3_INV3_SMB1 |  |  |  |  | 42 | Main Inventory | In Operation | [15 empty] | GESCOM | HSEPL | Clean Solar Power Tumkur Private Limited | Skyfri |  |  |  | 0.062833
Chittapur | Chittapur_ICR3 | String | Chittapur_ICR3_INV3_SMB1_S12 | PV Module String | Chittapur_ICR3_INV3_SMB1 |  |  |  |  | 42 | Main Inventory | In Operation | [15 empty] | GESCOM | HSEPL | Clean Solar Power Tumkur Private Limited | Skyfri |  |  |  | 0.062833
Chittapur | Chittapur_ICR3 | String | Chittapur_ICR3_INV3_SMB2_S1 | PV Module String | Chittapur_ICR3_INV3_SMB2 |  |  |  |  | 42 | Main Inventory | In Operation | [15 empty] | GESCOM | HSEPL | Clean Solar Power Tumkur Private Limited | Skyfri |  |  |  | 0.062833
Chittapur | Chittapur_ICR3 | String | Chittapur_ICR3_INV3_SMB2_S2 | PV Module String | Chittapur_ICR3_INV3_SMB2 |  |  |  |  | 42 | Main Inventory | In Operation | [15 empty] | GESCOM | HSEPL | Clean Solar Power Tumkur Private Limited | Skyfri |  |  |  | 0.062833
Chittapur | Chittapur_ICR3 | String | Chittapur_ICR3_INV3_SMB2_S3 | PV Module String | Chittapur_ICR3_INV3_SMB2 |  |  |  |  | 42 | Main Inventory | In Operation | [15 empty] | GESCOM | HSEPL | Clean Solar Power Tumkur Private Limited | Skyfri |  |  |  | 0.062833
Chittapur | Chittapur_ICR3 | String | Chittapur_ICR3_INV3_SMB2_S4 | PV Module String | Chittapur_ICR3_INV3_SMB2 |  |  |  |  | 42 | Main Inventory | In Operation | [15 empty] | GESCOM | HSEPL | Clean Solar Power Tumkur Private Limited | Skyfri |  |  |  | 0.062833
Chittapur | Chittapur_ICR3 | String | Chittapur_ICR3_INV3_SMB2_S5 | PV Module String | Chittapur_ICR3_INV3_SMB2 |  |  |  |  | 42 | Main Inventory | In Operation | [15 empty] | GESCOM | HSEPL | Clean Solar Power Tumkur Private Limited | Skyfri |  |  |  | 0.062833
Chittapur | Chittapur_ICR3 | String | Chittapur_ICR3_INV3_SMB2_S6 | PV Module String | Chittapur_ICR3_INV3_SMB2 |  |  |  |  | 42 | Main Inventory | In Operation | [15 empty] | GESCOM | HSEPL | Clean Solar Power Tumkur Private Limited | Skyfri |  |  |  | 0.062833
Chittapur | Chittapur_ICR3 | String | Chittapur_ICR3_INV3_SMB2_S7 | PV Module String | Chittapur_ICR3_INV3_SMB2 |  |  |  |  | 42 | Main Inventory | In Operation | [15 empty] | GESCOM | HSEPL | Clean Solar Power Tumkur Private Limited | Skyfri |  |  |  | 0.062833
Chittapur | Chittapur_ICR3 | String | Chittapur_ICR3_INV3_SMB2_S8 | PV Module String | Chittapur_ICR3_INV3_SMB2 |  |  |  |  | 42 | Main Inventory | In Operation | [15 empty] | GESCOM | HSEPL | Clean Solar Power Tumkur Private Limited | Skyfri |  |  |  | 0.062833
Chittapur | Chittapur_ICR3 | String | Chittapur_ICR3_INV3_SMB2_S9 | PV Module String | Chittapur_ICR3_INV3_SMB2 |  |  |  |  | 42 | Main Inventory | In Operation | [15 empty] | GESCOM | HSEPL | Clean Solar Power Tumkur Private Limited | Skyfri |  |  |  | 0.062833
Chittapur | Chittapur_ICR3 | String | Chittapur_ICR3_INV3_SMB2_S10 | PV Module String | Chittapur_ICR3_INV3_SMB2 |  |  |  |  | 42 | Main Inventory | In Operation | [15 empty] | GESCOM | HSEPL | Clean Solar Power Tumkur Private Limited | Skyfri |  |  |  | 0.062833
Chittapur | Chittapur_ICR3 | String | Chittapur_ICR3_INV3_SMB2_S11 | PV Module String | Chittapur_ICR3_INV3_SMB2 |  |  |  |  | 42 | Main Inventory | In Operation | [15 empty] | GESCOM | HSEPL | Clean Solar Power Tumkur Private Limited | Skyfri |  |  |  | 0.062833
Chittapur | Chittapur_ICR3 | String | Chittapur_ICR3_INV3_SMB2_S12 | PV Module String | Chittapur_ICR3_INV3_SMB2 |  |  |  |  | 42 | Main Inventory | In Operation | [15 empty] | GESCOM | HSEPL | Clean Solar Power Tumkur Private Limited | Skyfri |  |  |  | 0.062833
Chittapur | Chittapur_ICR3 | String | Chittapur_ICR3_INV3_SMB3_S1 | PV Module String | Chittapur_ICR3_INV3_SMB3 |  |  |  |  | 42 | Main Inventory | In Operation | [15 empty] | GESCOM | HSEPL | Clean Solar Power Tumkur Private Limited | Skyfri |  |  |  | 0.062833
Chittapur | Chittapur_ICR3 | String | Chittapur_ICR3_INV3_SMB3_S2 | PV Module String | Chittapur_ICR3_INV3_SMB3 |  |  |  |  | 42 | Main Inventory | In Operation | [15 empty] | GESCOM | HSEPL | Clean Solar Power Tumkur Private Limited | Skyfri |  |  |  | 0.062833
Chittapur | Chittapur_ICR3 | String | Chittapur_ICR3_INV3_SMB3_S3 | PV Module String | Chittapur_ICR3_INV3_SMB3 |  |  |  |  | 42 | Main Inventory | In Operation | [15 empty] | GESCOM | HSEPL | Clean Solar Power Tumkur Private Limited | Skyfri |  |  |  | 0.062833
Chittapur | Chittapur_ICR3 | String | Chittapur_ICR3_INV3_SMB3_S4 | PV Module String | Chittapur_ICR3_INV3_SMB3 |  |  |  |  | 42 | Main Inventory | In Operation | [15 empty] | GESCOM | HSEPL | Clean Solar Power Tumkur Private Limited | Skyfri |  |  |  | 0.062833
Chittapur | Chittapur_ICR3 | String | Chittapur_ICR3_INV3_SMB3_S5 | PV Module String | Chittapur_ICR3_INV3_SMB3 |  |  |  |  | 42 | Main Inventory | In Operation | [15 empty] | GESCOM | HSEPL | Clean Solar Power Tumkur Private Limited | Skyfri |  |  |  | 0.062833
Chittapur | Chittapur_ICR3 | String | Chittapur_ICR3_INV3_SMB3_S6 | PV Module String | Chittapur_ICR3_INV3_SMB3 |  |  |  |  | 42 | Main Inventory | In Operation | [15 empty] | GESCOM | HSEPL | Clean Solar Power Tumkur Private Limited | Skyfri |  |  |  | 0.062833
Chittapur | Chittapur_ICR3 | String | Chittapur_ICR3_INV3_SMB3_S7 | PV Module String | Chittapur_ICR3_INV3_SMB3 |  |  |  |  | 42 | Main Inventory | In Operation | [15 empty] | GESCOM | HSEPL | Clean Solar Power Tumkur Private Limited | Skyfri |  |  |  | 0.062833
Chittapur | Chittapur_ICR3 | String | Chittapur_ICR3_INV3_SMB3_S8 | PV Module String | Chittapur_ICR3_INV3_SMB3 |  |  |  |  | 42 | Main Inventory | In Operation | [15 empty] | GESCOM | HSEPL | Clean Solar Power Tumkur Private Limited | Skyfri |  |  |  | 0.062833
Chittapur | Chittapur_ICR3 | String | Chittapur_ICR3_INV3_SMB3_S9 | PV Module String | Chittapur_ICR3_INV3_SMB3 |  |  |  |  | 42 | Main Inventory | In Operation | [15 empty] | GESCOM | HSEPL | Clean Solar Power Tumkur Private Limited | Skyfri |  |  |  | 0.062833
Chittapur | Chittapur_ICR3 | String | Chittapur_ICR3_INV3_SMB3_S10 | PV Module String | Chittapur_ICR3_INV3_SMB3 |  |  |  |  | 42 | Main Inventory | In Operation | [15 empty] | GESCOM | HSEPL | Clean Solar Power Tumkur Private Limited | Skyfri |  |  |  | 0.062833
Chittapur | Chittapur_ICR3 | String | Chittapur_ICR3_INV3_SMB3_S11 | PV Module String | Chittapur_ICR3_INV3_SMB3 |  |  |  |  | 42 | Main Inventory | In Operation | [15 empty] | GESCOM | HSEPL | Clean Solar Power Tumkur Private Limited | Skyfri |  |  |  | 0.062833
Chittapur | Chittapur_ICR3 | String | Chittapur_ICR3_INV3_SMB3_S12 | PV Module String | Chittapur_ICR3_INV3_SMB3 |  |  |  |  | 42 | Main Inventory | In Operation | [15 empty] | GESCOM | HSEPL | Clean Solar Power Tumkur Private Limited | Skyfri |  |  |  | 0.062833
Chittapur | Chittapur_ICR3 | String | Chittapur_ICR3_INV3_SMB4_S1 | PV Module String | Chittapur_ICR3_INV3_SMB4 |  |  |  |  | 42 | Main Inventory | In Operation | [15 empty] | GESCOM | HSEPL | Clean Solar Power Tumkur Private Limited | Skyfri |  |  |  | 0.062833
Chittapur | Chittapur_ICR3 | String | Chittapur_ICR3_INV3_SMB4_S2 | PV Module String | Chittapur_ICR3_INV3_SMB4 |  |  |  |  | 42 | Main Inventory | In Operation | [15 empty] | GESCOM | HSEPL | Clean Solar Power Tumkur Private Limited | Skyfri |  |  |  | 0.062833
Chittapur | Chittapur_ICR3 | String | Chittapur_ICR3_INV3_SMB4_S3 | PV Module String | Chittapur_ICR3_INV3_SMB4 |  |  |  |  | 42 | Main Inventory | In Operation | [15 empty] | GESCOM | HSEPL | Clean Solar Power Tumkur Private Limited | Skyfri |  |  |  | 0.062833
Chittapur | Chittapur_ICR3 | String | Chittapur_ICR3_INV3_SMB4_S4 | PV Module String | Chittapur_ICR3_INV3_SMB4 |  |  |  |  | 42 | Main Inventory | In Operation | [15 empty] | GESCOM | HSEPL | Clean Solar Power Tumkur Private Limited | Skyfri |  |  |  | 0.062833
Chittapur | Chittapur_ICR3 | String | Chittapur_ICR3_INV3_SMB4_S5 | PV Module String | Chittapur_ICR3_INV3_SMB4 |  |  |  |  | 42 | Main Inventory | In Operation | [15 empty] | GESCOM | HSEPL | Clean Solar Power Tumkur Private Limited | Skyfri |  |  |  | 0.062833
Chittapur | Chittapur_ICR3 | String | Chittapur_ICR3_INV3_SMB4_S6 | PV Module String | Chittapur_ICR3_INV3_SMB4 |  |  |  |  | 42 | Main Inventory | In Operation | [15 empty] | GESCOM | HSEPL | Clean Solar Power Tumkur Private Limited | Skyfri |  |  |  | 0.062833
Chittapur | Chittapur_ICR3 | String | Chittapur_ICR3_INV3_SMB4_S7 | PV Module String | Chittapur_ICR3_INV3_SMB4 |  |  |  |  | 42 | Main Inventory | In Operation | [15 empty] | GESCOM | HSEPL | Clean Solar Power Tumkur Private Limited | Skyfri |  |  |  | 0.062833
Chittapur | Chittapur_ICR3 | String | Chittapur_ICR3_INV3_SMB4_S8 | PV Module String | Chittapur_ICR3_INV3_SMB4 |  |  |  |  | 42 | Main Inventory | In Operation | [15 empty] | GESCOM | HSEPL | Clean Solar Power Tumkur Private Limited | Skyfri |  |  |  | 0.062833
Chittapur | Chittapur_ICR3 | String | Chittapur_ICR3_INV3_SMB4_S9 | PV Module String | Chittapur_ICR3_INV3_SMB4 |  |  |  |  | 42 | Main Inventory | In Operation | [15 empty] | GESCOM | HSEPL | Clean Solar Power Tumkur Private Limited | Skyfri |  |  |  | 0.062833
Chittapur | Chittapur_ICR3 | String | Chittapur_ICR3_INV3_SMB4_S10 | PV Module String | Chittapur_ICR3_INV3_SMB4 |  |  |  |  | 42 | Main Inventory | In Operation | [15 empty] | GESCOM | HSEPL | Clean Solar Power Tumkur Private Limited | Skyfri |  |  |  | 0.062833
Chittapur | Chittapur_ICR3 | String | Chittapur_ICR3_INV3_SMB4_S11 | PV Module String | Chittapur_ICR3_INV3_SMB4 |  |  |  |  | 42 | Main Inventory | In Operation | [15 empty] | GESCOM | HSEPL | Clean Solar Power Tumkur Private Limited | Skyfri |  |  |  | 0.062833
Chittapur | Chittapur_ICR3 | String | Chittapur_ICR3_INV3_SMB4_S12 | PV Module String | Chittapur_ICR3_INV3_SMB4 |  |  |  |  | 42 | Main Inventory | In Operation | [15 empty] | GESCOM | HSEPL | Clean Solar Power Tumkur Private Limited | Skyfri |  |  |  | 0.062833
Chittapur | Chittapur_ICR3 | String | Chittapur_ICR3_INV3_SMB5_S1 | PV Module String | Chittapur_ICR3_INV3_SMB5 |  |  |  |  | 42 | Main Inventory | In Operation | [15 empty] | GESCOM | HSEPL | Clean Solar Power Tumkur Private Limited | Skyfri |  |  |  | 0.062833
Chittapur | Chittapur_ICR3 | String | Chittapur_ICR3_INV3_SMB5_S2 | PV Module String | Chittapur_ICR3_INV3_SMB5 |  |  |  |  | 42 | Main Inventory | In Operation | [15 empty] | GESCOM | HSEPL | Clean Solar Power Tumkur Private Limited | Skyfri |  |  |  | 0.062833
Chittapur | Chittapur_ICR3 | String | Chittapur_ICR3_INV3_SMB5_S3 | PV Module String | Chittapur_ICR3_INV3_SMB5 |  |  |  |  | 42 | Main Inventory | In Operation | [15 empty] | GESCOM | HSEPL | Clean Solar Power Tumkur Private Limited | Skyfri |  |  |  | 0.062833
Chittapur | Chittapur_ICR3 | String | Chittapur_ICR3_INV3_SMB5_S4 | PV Module String | Chittapur_ICR3_INV3_SMB5 |  |  |  |  | 42 | Main Inventory | In Operation | [15 empty] | GESCOM | HSEPL | Clean Solar Power Tumkur Private Limited | Skyfri |  |  |  | 0.062833
Chittapur | Chittapur_ICR3 | String | Chittapur_ICR3_INV3_SMB5_S5 | PV Module String | Chittapur_ICR3_INV3_SMB5 |  |  |  |  | 42 | Main Inventory | In Operation | [15 empty] | GESCOM | HSEPL | Clean Solar Power Tumkur Private Limited | Skyfri |  |  |  | 0.062833
Chittapur | Chittapur_ICR3 | String | Chittapur_ICR3_INV3_SMB5_S6 | PV Module String | Chittapur_ICR3_INV3_SMB5 |  |  |  |  | 42 | Main Inventory | In Operation | [15 empty] | GESCOM | HSEPL | Clean Solar Power Tumkur Private Limited | Skyfri |  |  |  | 0.062833
Chittapur | Chittapur_ICR3 | String | Chittapur_ICR3_INV3_SMB5_S7 | PV Module String | Chittapur_ICR3_INV3_SMB5 |  |  |  |  | 42 | Main Inventory | In Operation | [15 empty] | GESCOM | HSEPL | Clean Solar Power Tumkur Private Limited | Skyfri |  |  |  | 0.062833
Chittapur | Chittapur_ICR3 | String | Chittapur_ICR3_INV3_SMB5_S8 | PV Module String | Chittapur_ICR3_INV3_SMB5 |  |  |  |  | 42 | Main Inventory | In Operation | [15 empty] | GESCOM | HSEPL | Clean Solar Power Tumkur Private Limited | Skyfri |  |  |  | 0.062833
Chittapur | Chittapur_ICR3 | String | Chittapur_ICR3_INV3_SMB5_S9 | PV Module String | Chittapur_ICR3_INV3_SMB5 |  |  |  |  | 42 | Main Inventory | In Operation | [15 empty] | GESCOM | HSEPL | Clean Solar Power Tumkur Private Limited | Skyfri |  |  |  | 0.062833
Chittapur | Chittapur_ICR3 | String | Chittapur_ICR3_INV3_SMB5_S10 | PV Module String | Chittapur_ICR3_INV3_SMB5 |  |  |  |  | 42 | Main Inventory | In Operation | [15 empty] | GESCOM | HSEPL | Clean Solar Power Tumkur Private Limited | Skyfri |  |  |  | 0.062833
Chittapur | Chittapur_ICR3 | String | Chittapur_ICR3_INV3_SMB5_S11 | PV Module String | Chittapur_ICR3_INV3_SMB5 |  |  |  |  | 42 | Main Inventory | In Operation | [15 empty] | GESCOM | HSEPL | Clean Solar Power Tumkur Private Limited | Skyfri |  |  |  | 0.062833
Chittapur | Chittapur_ICR3 | String | Chittapur_ICR3_INV3_SMB5_S12 | PV Module String | Chittapur_ICR3_INV3_SMB5 |  |  |  |  | 42 | Main Inventory | In Operation | [15 empty] | GESCOM | HSEPL | Clean Solar Power Tumkur Private Limited | Skyfri |  |  |  | 0.062833
Chittapur | Chittapur_ICR3 | String | Chittapur_ICR3_INV3_SMB6_S1 | PV Module String | Chittapur_ICR3_INV3_SMB6 |  |  |  |  | 42 | Main Inventory | In Operation | [15 empty] | GESCOM | HSEPL | Clean Solar Power Tumkur Private Limited | Skyfri |  |  |  | 0.062833
Chittapur | Chittapur_ICR3 | String | Chittapur_ICR3_INV3_SMB6_S2 | PV Module String | Chittapur_ICR3_INV3_SMB6 |  |  |  |  | 42 | Main Inventory | In Operation | [15 empty] | GESCOM | HSEPL | Clean Solar Power Tumkur Private Limited | Skyfri |  |  |  | 0.062833
Chittapur | Chittapur_ICR3 | String | Chittapur_ICR3_INV3_SMB6_S3 | PV Module String | Chittapur_ICR3_INV3_SMB6 |  |  |  |  | 42 | Main Inventory | In Operation | [15 empty] | GESCOM | HSEPL | Clean Solar Power Tumkur Private Limited | Skyfri |  |  |  | 0.062833
Chittapur | Chittapur_ICR3 | String | Chittapur_ICR3_INV3_SMB6_S4 | PV Module String | Chittapur_ICR3_INV3_SMB6 |  |  |  |  | 42 | Main Inventory | In Operation | [15 empty] | GESCOM | HSEPL | Clean Solar Power Tumkur Private Limited | Skyfri |  |  |  | 0.062833
Chittapur | Chittapur_ICR3 | String | Chittapur_ICR3_INV3_SMB6_S5 | PV Module String | Chittapur_ICR3_INV3_SMB6 |  |  |  |  | 42 | Main Inventory | In Operation | [15 empty] | GESCOM | HSEPL | Clean Solar Power Tumkur Private Limited | Skyfri |  |  |  | 0.062833
Chittapur | Chittapur_ICR3 | String | Chittapur_ICR3_INV3_SMB6_S6 | PV Module String | Chittapur_ICR3_INV3_SMB6 |  |  |  |  | 42 | Main Inventory | In Operation | [15 empty] | GESCOM | HSEPL | Clean Solar Power Tumkur Private Limited | Skyfri |  |  |  | 0.062833
Chittapur | Chittapur_ICR3 | String | Chittapur_ICR3_INV3_SMB6_S7 | PV Module String | Chittapur_ICR3_INV3_SMB6 |  |  |  |  | 42 | Main Inventory | In Operation | [15 empty] | GESCOM | HSEPL | Clean Solar Power Tumkur Private Limited | Skyfri |  |  |  | 0.062833
Chittapur | Chittapur_ICR3 | String | Chittapur_ICR3_INV3_SMB6_S8 | PV Module String | Chittapur_ICR3_INV3_SMB6 |  |  |  |  | 42 | Main Inventory | In Operation | [15 empty] | GESCOM | HSEPL | Clean Solar Power Tumkur Private Limited | Skyfri |  |  |  | 0.062833
Chittapur | Chittapur_ICR3 | String | Chittapur_ICR3_INV3_SMB6_S9 | PV Module String | Chittapur_ICR3_INV3_SMB6 |  |  |  |  | 42 | Main Inventory | In Operation | [15 empty] | GESCOM | HSEPL | Clean Solar Power Tumkur Private Limited | Skyfri |  |  |  | 0.062833
Chittapur | Chittapur_ICR3 | String | Chittapur_ICR3_INV3_SMB6_S10 | PV Module String | Chittapur_ICR3_INV3_SMB6 |  |  |  |  | 42 | Main Inventory | In Operation | [15 empty] | GESCOM | HSEPL | Clean Solar Power Tumkur Private Limited | Skyfri |  |  |  | 0.062833
Chittapur | Chittapur_ICR3 | String | Chittapur_ICR3_INV3_SMB6_S11 | PV Module String | Chittapur_ICR3_INV3_SMB6 |  |  |  |  | 42 | Main Inventory | In Operation | [15 empty] | GESCOM | HSEPL | Clean Solar Power Tumkur Private Limited | Skyfri |  |  |  | 0.062833
Chittapur | Chittapur_ICR3 | String | Chittapur_ICR3_INV3_SMB6_S12 | PV Module String | Chittapur_ICR3_INV3_SMB6 |  |  |  |  | 42 | Main Inventory | In Operation | [15 empty] | GESCOM | HSEPL | Clean Solar Power Tumkur Private Limited | Skyfri |  |  |  | 0.062833
Chittapur | Chittapur_ICR3 | String | Chittapur_ICR3_INV3_SMB6_S13 | PV Module String | Chittapur_ICR3_INV3_SMB6 |  |  |  |  | 42 | Main Inventory | In Operation | [15 empty] | GESCOM | HSEPL | Clean Solar Power Tumkur Private Limited | Skyfri |  |  |  | 0.062833
Chittapur | Chittapur_ICR3 | String | Chittapur_ICR3_INV3_SMB6_S14 | PV Module String | Chittapur_ICR3_INV3_SMB6 |  |  |  |  | 21 | Main Inventory | In Operation | [15 empty] | GESCOM | HSEPL | Clean Solar Power Tumkur Private Limited | Skyfri |  |  |  | 0.062833
Chittapur | Chittapur_ICR3 | String | Chittapur_ICR3_INV3_SMB7_S1 | PV Module String | Chittapur_ICR3_INV3_SMB7 |  |  |  |  | 42 | Main Inventory | In Operation | [15 empty] | GESCOM | HSEPL | Clean Solar Power Tumkur Private Limited | Skyfri |  |  |  | 0.062833
Chittapur | Chittapur_ICR3 | String | Chittapur_ICR3_INV3_SMB7_S2 | PV Module String | Chittapur_ICR3_INV3_SMB7 |  |  |  |  | 42 | Main Inventory | In Operation | [15 empty] | GESCOM | HSEPL | Clean Solar Power Tumkur Private Limited | Skyfri |  |  |  | 0.062833
Chittapur | Chittapur_ICR3 | String | Chittapur_ICR3_INV3_SMB7_S3 | PV Module String | Chittapur_ICR3_INV3_SMB7 |  |  |  |  | 42 | Main Inventory | In Operation | [15 empty] | GESCOM | HSEPL | Clean Solar Power Tumkur Private Limited | Skyfri |  |  |  | 0.062833
Chittapur | Chittapur_ICR3 | String | Chittapur_ICR3_INV3_SMB7_S4 | PV Module String | Chittapur_ICR3_INV3_SMB7 |  |  |  |  | 42 | Main Inventory | In Operation | [15 empty] | GESCOM | HSEPL | Clean Solar Power Tumkur Private Limited | Skyfri |  |  |  | 0.062833
Chittapur | Chittapur_ICR3 | String | Chittapur_ICR3_INV3_SMB7_S5 | PV Module String | Chittapur_ICR3_INV3_SMB7 |  |  |  |  | 42 | Main Inventory | In Operation | [15 empty] | GESCOM | HSEPL | Clean Solar Power Tumkur Private Limited | Skyfri |  |  |  | 0.062833
Chittapur | Chittapur_ICR3 | String | Chittapur_ICR3_INV3_SMB7_S6 | PV Module String | Chittapur_ICR3_INV3_SMB7 |  |  |  |  | 42 | Main Inventory | In Operation | [15 empty] | GESCOM | HSEPL | Clean Solar Power Tumkur Private Limited | Skyfri |  |  |  | 0.062833
Chittapur | Chittapur_ICR3 | String | Chittapur_ICR3_INV3_SMB7_S7 | PV Module String | Chittapur_ICR3_INV3_SMB7 |  |  |  |  | 42 | Main Inventory | In Operation | [15 empty] | GESCOM | HSEPL | Clean Solar Power Tumkur Private Limited | Skyfri |  |  |  | 0.062833
Chittapur | Chittapur_ICR3 | String | Chittapur_ICR3_INV3_SMB7_S8 | PV Module String | Chittapur_ICR3_INV3_SMB7 |  |  |  |  | 42 | Main Inventory | In Operation | [15 empty] | GESCOM | HSEPL | Clean Solar Power Tumkur Private Limited | Skyfri |  |  |  | 0.062833
Chittapur | Chittapur_ICR3 | String | Chittapur_ICR3_INV3_SMB7_S9 | PV Module String | Chittapur_ICR3_INV3_SMB7 |  |  |  |  | 42 | Main Inventory | In Operation | [15 empty] | GESCOM | HSEPL | Clean Solar Power Tumkur Private Limited | Skyfri |  |  |  | 0.062833
Chittapur | Chittapur_ICR3 | String | Chittapur_ICR3_INV3_SMB7_S10 | PV Module String | Chittapur_ICR3_INV3_SMB7 |  |  |  |  | 42 | Main Inventory | In Operation | [15 empty] | GESCOM | HSEPL | Clean Solar Power Tumkur Private Limited | Skyfri |  |  |  | 0.062833
Chittapur | Chittapur_ICR3 | String | Chittapur_ICR3_INV3_SMB7_S11 | PV Module String | Chittapur_ICR3_INV3_SMB7 |  |  |  |  | 42 | Main Inventory | In Operation | [15 empty] | GESCOM | HSEPL | Clean Solar Power Tumkur Private Limited | Skyfri |  |  |  | 0.062833
Chittapur | Chittapur_ICR3 | String | Chittapur_ICR3_INV3_SMB7_S12 | PV Module String | Chittapur_ICR3_INV3_SMB7 |  |  |  |  | 42 | Main Inventory | In Operation | [15 empty] | GESCOM | HSEPL | Clean Solar Power Tumkur Private Limited | Skyfri |  |  |  | 0.062833
Chittapur | Chittapur_ICR3 | String | Chittapur_ICR3_INV4_SMB1_S1 | PV Module String | Chittapur_ICR3_INV4_SMB1 |  |  |  |  | 42 | Main Inventory | In Operation | [15 empty] | GESCOM | HSEPL | Clean Solar Power Tumkur Private Limited | Skyfri |  |  |  | 0.062833
Chittapur | Chittapur_ICR3 | String | Chittapur_ICR3_INV4_SMB1_S2 | PV Module String | Chittapur_ICR3_INV4_SMB1 |  |  |  |  | 42 | Main Inventory | In Operation | [15 empty] | GESCOM | HSEPL | Clean Solar Power Tumkur Private Limited | Skyfri |  |  |  | 0.062833
Chittapur | Chittapur_ICR3 | String | Chittapur_ICR3_INV4_SMB1_S3 | PV Module String | Chittapur_ICR3_INV4_SMB1 |  |  |  |  | 42 | Main Inventory | In Operation | [15 empty] | GESCOM | HSEPL | Clean Solar Power Tumkur Private Limited | Skyfri |  |  |  | 0.062833
Chittapur | Chittapur_ICR3 | String | Chittapur_ICR3_INV4_SMB1_S4 | PV Module String | Chittapur_ICR3_INV4_SMB1 |  |  |  |  | 42 | Main Inventory | In Operation | [15 empty] | GESCOM | HSEPL | Clean Solar Power Tumkur Private Limited | Skyfri |  |  |  | 0.062833
Chittapur | Chittapur_ICR3 | String | Chittapur_ICR3_INV4_SMB1_S5 | PV Module String | Chittapur_ICR3_INV4_SMB1 |  |  |  |  | 42 | Main Inventory | In Operation | [15 empty] | GESCOM | HSEPL | Clean Solar Power Tumkur Private Limited | Skyfri |  |  |  | 0.062833
Chittapur | Chittapur_ICR3 | String | Chittapur_ICR3_INV4_SMB1_S6 | PV Module String | Chittapur_ICR3_INV4_SMB1 |  |  |  |  | 42 | Main Inventory | In Operation | [15 empty] | GESCOM | HSEPL | Clean Solar Power Tumkur Private Limited | Skyfri |  |  |  | 0.062833
Chittapur | Chittapur_ICR3 | String | Chittapur_ICR3_INV4_SMB1_S7 | PV Module String | Chittapur_ICR3_INV4_SMB1 |  |  |  |  | 42 | Main Inventory | In Operation | [15 empty] | GESCOM | HSEPL | Clean Solar Power Tumkur Private Limited | Skyfri |  |  |  | 0.062833
Chittapur | Chittapur_ICR3 | String | Chittapur_ICR3_INV4_SMB1_S8 | PV Module String | Chittapur_ICR3_INV4_SMB1 |  |  |  |  | 42 | Main Inventory | In Operation | [15 empty] | GESCOM | HSEPL | Clean Solar Power Tumkur Private Limited | Skyfri |  |  |  | 0.062833
Chittapur | Chittapur_ICR3 | String | Chittapur_ICR3_INV4_SMB1_S9 | PV Module String | Chittapur_ICR3_INV4_SMB1 |  |  |  |  | 42 | Main Inventory | In Operation | [15 empty] | GESCOM | HSEPL | Clean Solar Power Tumkur Private Limited | Skyfri |  |  |  | 0.062833
Chittapur | Chittapur_ICR3 | String | Chittapur_ICR3_INV4_SMB1_S10 | PV Module String | Chittapur_ICR3_INV4_SMB1 |  |  |  |  | 42 | Main Inventory | In Operation | [15 empty] | GESCOM | HSEPL | Clean Solar Power Tumkur Private Limited | Skyfri |  |  |  | 0.062833
Chittapur | Chittapur_ICR3 | String | Chittapur_ICR3_INV4_SMB1_S11 | PV Module String | Chittapur_ICR3_INV4_SMB1 |  |  |  |  | 42 | Main Inventory | In Operation | [15 empty] | GESCOM | HSEPL | Clean Solar Power Tumkur Private Limited | Skyfri |  |  |  | 0.062833
Chittapur | Chittapur_ICR3 | String | Chittapur_ICR3_INV4_SMB1_S12 | PV Module String | Chittapur_ICR3_INV4_SMB1 |  |  |  |  | 42 | Main Inventory | In Operation | [15 empty] | GESCOM | HSEPL | Clean Solar Power Tumkur Private Limited | Skyfri |  |  |  | 0.062833
Chittapur | Chittapur_ICR3 | String | Chittapur_ICR3_INV4_SMB2_S1 | PV Module String | Chittapur_ICR3_INV4_SMB2 |  |  |  |  | 42 | Main Inventory | In Operation | [15 empty] | GESCOM | HSEPL | Clean Solar Power Tumkur Private Limited | Skyfri |  |  |  | 0.062833
Chittapur | Chittapur_ICR3 | String | Chittapur_ICR3_INV4_SMB2_S2 | PV Module String | Chittapur_ICR3_INV4_SMB2 |  |  |  |  | 42 | Main Inventory | In Operation | [15 empty] | GESCOM | HSEPL | Clean Solar Power Tumkur Private Limited | Skyfri |  |  |  | 0.062833
Chittapur | Chittapur_ICR3 | String | Chittapur_ICR3_INV4_SMB2_S3 | PV Module String | Chittapur_ICR3_INV4_SMB2 |  |  |  |  | 42 | Main Inventory | In Operation | [15 empty] | GESCOM | HSEPL | Clean Solar Power Tumkur Private Limited | Skyfri |  |  |  | 0.062833
Chittapur | Chittapur_ICR3 | String | Chittapur_ICR3_INV4_SMB2_S4 | PV Module String | Chittapur_ICR3_INV4_SMB2 |  |  |  |  | 42 | Main Inventory | In Operation | [15 empty] | GESCOM | HSEPL | Clean Solar Power Tumkur Private Limited | Skyfri |  |  |  | 0.062833
Chittapur | Chittapur_ICR3 | String | Chittapur_ICR3_INV4_SMB2_S5 | PV Module String | Chittapur_ICR3_INV4_SMB2 |  |  |  |  | 42 | Main Inventory | In Operation | [15 empty] | GESCOM | HSEPL | Clean Solar Power Tumkur Private Limited | Skyfri |  |  |  | 0.062833
Chittapur | Chittapur_ICR3 | String | Chittapur_ICR3_INV4_SMB2_S6 | PV Module String | Chittapur_ICR3_INV4_SMB2 |  |  |  |  | 42 | Main Inventory | In Operation | [15 empty] | GESCOM | HSEPL | Clean Solar Power Tumkur Private Limited | Skyfri |  |  |  | 0.062833
Chittapur | Chittapur_ICR3 | String | Chittapur_ICR3_INV4_SMB2_S7 | PV Module String | Chittapur_ICR3_INV4_SMB2 |  |  |  |  | 42 | Main Inventory | In Operation | [15 empty] | GESCOM | HSEPL | Clean Solar Power Tumkur Private Limited | Skyfri |  |  |  | 0.062833
Chittapur | Chittapur_ICR3 | String | Chittapur_ICR3_INV4_SMB2_S8 | PV Module String | Chittapur_ICR3_INV4_SMB2 |  |  |  |  | 42 | Main Inventory | In Operation | [15 empty] | GESCOM | HSEPL | Clean Solar Power Tumkur Private Limited | Skyfri |  |  |  | 0.062833
Chittapur | Chittapur_ICR3 | String | Chittapur_ICR3_INV4_SMB2_S9 | PV Module String | Chittapur_ICR3_INV4_SMB2 |  |  |  |  | 42 | Main Inventory | In Operation | [15 empty] | GESCOM | HSEPL | Clean Solar Power Tumkur Private Limited | Skyfri |  |  |  | 0.062833
Chittapur | Chittapur_ICR3 | String | Chittapur_ICR3_INV4_SMB2_S10 | PV Module String | Chittapur_ICR3_INV4_SMB2 |  |  |  |  | 42 | Main Inventory | In Operation | [15 empty] | GESCOM | HSEPL | Clean Solar Power Tumkur Private Limited | Skyfri |  |  |  | 0.062833
Chittapur | Chittapur_ICR3 | String | Chittapur_ICR3_INV4_SMB2_S11 | PV Module String | Chittapur_ICR3_INV4_SMB2 |  |  |  |  | 42 | Main Inventory | In Operation | [15 empty] | GESCOM | HSEPL | Clean Solar Power Tumkur Private Limited | Skyfri |  |  |  | 0.062833
Chittapur | Chittapur_ICR3 | String | Chittapur_ICR3_INV4_SMB2_S12 | PV Module String | Chittapur_ICR3_INV4_SMB2 |  |  |  |  | 42 | Main Inventory | In Operation | [15 empty] | GESCOM | HSEPL | Clean Solar Power Tumkur Private Limited | Skyfri |  |  |  | 0.062833
Chittapur | Chittapur_ICR3 | String | Chittapur_ICR3_INV4_SMB3_S1 | PV Module String | Chittapur_ICR3_INV4_SMB3 |  |  |  |  | 42 | Main Inventory | In Operation | [15 empty] | GESCOM | HSEPL | Clean Solar Power Tumkur Private Limited | Skyfri |  |  |  | 0.062833
Chittapur | Chittapur_ICR3 | String | Chittapur_ICR3_INV4_SMB3_S2 | PV Module String | Chittapur_ICR3_INV4_SMB3 |  |  |  |  | 42 | Main Inventory | In Operation | [15 empty] | GESCOM | HSEPL | Clean Solar Power Tumkur Private Limited | Skyfri |  |  |  | 0.062833
Chittapur | Chittapur_ICR3 | String | Chittapur_ICR3_INV4_SMB3_S3 | PV Module String | Chittapur_ICR3_INV4_SMB3 |  |  |  |  | 42 | Main Inventory | In Operation | [15 empty] | GESCOM | HSEPL | Clean Solar Power Tumkur Private Limited | Skyfri |  |  |  | 0.062833
Chittapur | Chittapur_ICR3 | String | Chittapur_ICR3_INV4_SMB3_S4 | PV Module String | Chittapur_ICR3_INV4_SMB3 |  |  |  |  | 42 | Main Inventory | In Operation | [15 empty] | GESCOM | HSEPL | Clean Solar Power Tumkur Private Limited | Skyfri |  |  |  | 0.062833
Chittapur | Chittapur_ICR3 | String | Chittapur_ICR3_INV4_SMB3_S5 | PV Module String | Chittapur_ICR3_INV4_SMB3 |  |  |  |  | 42 | Main Inventory | In Operation | [15 empty] | GESCOM | HSEPL | Clean Solar Power Tumkur Private Limited | Skyfri |  |  |  | 0.062833
Chittapur | Chittapur_ICR3 | String | Chittapur_ICR3_INV4_SMB3_S6 | PV Module String | Chittapur_ICR3_INV4_SMB3 |  |  |  |  | 42 | Main Inventory | In Operation | [15 empty] | GESCOM | HSEPL | Clean Solar Power Tumkur Private Limited | Skyfri |  |  |  | 0.062833
Chittapur | Chittapur_ICR3 | String | Chittapur_ICR3_INV4_SMB3_S7 | PV Module String | Chittapur_ICR3_INV4_SMB3 |  |  |  |  | 42 | Main Inventory | In Operation | [15 empty] | GESCOM | HSEPL | Clean Solar Power Tumkur Private Limited | Skyfri |  |  |  | 0.062833
Chittapur | Chittapur_ICR3 | String | Chittapur_ICR3_INV4_SMB3_S8 | PV Module String | Chittapur_ICR3_INV4_SMB3 |  |  |  |  | 42 | Main Inventory | In Operation | [15 empty] | GESCOM | HSEPL | Clean Solar Power Tumkur Private Limited | Skyfri |  |  |  | 0.062833
Chittapur | Chittapur_ICR3 | String | Chittapur_ICR3_INV4_SMB3_S9 | PV Module String | Chittapur_ICR3_INV4_SMB3 |  |  |  |  | 42 | Main Inventory | In Operation | [15 empty] | GESCOM | HSEPL | Clean Solar Power Tumkur Private Limited | Skyfri |  |  |  | 0.062833
Chittapur | Chittapur_ICR3 | String | Chittapur_ICR3_INV4_SMB3_S10 | PV Module String | Chittapur_ICR3_INV4_SMB3 |  |  |  |  | 42 | Main Inventory | In Operation | [15 empty] | GESCOM | HSEPL | Clean Solar Power Tumkur Private Limited | Skyfri |  |  |  | 0.062833
Chittapur | Chittapur_ICR3 | String | Chittapur_ICR3_INV4_SMB3_S11 | PV Module String | Chittapur_ICR3_INV4_SMB3 |  |  |  |  | 42 | Main Inventory | In Operation | [15 empty] | GESCOM | HSEPL | Clean Solar Power Tumkur Private Limited | Skyfri |  |  |  | 0.062833
Chittapur | Chittapur_ICR3 | String | Chittapur_ICR3_INV4_SMB3_S12 | PV Module String | Chittapur_ICR3_INV4_SMB3 |  |  |  |  | 42 | Main Inventory | In Operation | [15 empty] | GESCOM | HSEPL | Clean Solar Power Tumkur Private Limited | Skyfri |  |  |  | 0.062833
Chittapur | Chittapur_ICR3 | String | Chittapur_ICR3_INV4_SMB4_S1 | PV Module String | Chittapur_ICR3_INV4_SMB4 |  |  |  |  | 42 | Main Inventory | In Operation | [15 empty] | GESCOM | HSEPL | Clean Solar Power Tumkur Private Limited | Skyfri |  |  |  | 0.062833
Chittapur | Chittapur_ICR3 | String | Chittapur_ICR3_INV4_SMB4_S2 | PV Module String | Chittapur_ICR3_INV4_SMB4 |  |  |  |  | 42 | Main Inventory | In Operation | [15 empty] | GESCOM | HSEPL | Clean Solar Power Tumkur Private Limited | Skyfri |  |  |  | 0.062833
Chittapur | Chittapur_ICR3 | String | Chittapur_ICR3_INV4_SMB4_S3 | PV Module String | Chittapur_ICR3_INV4_SMB4 |  |  |  |  | 42 | Main Inventory | In Operation | [15 empty] | GESCOM | HSEPL | Clean Solar Power Tumkur Private Limited | Skyfri |  |  |  | 0.062833
Chittapur | Chittapur_ICR3 | String | Chittapur_ICR3_INV4_SMB4_S4 | PV Module String | Chittapur_ICR3_INV4_SMB4 |  |  |  |  | 42 | Main Inventory | In Operation | [15 empty] | GESCOM | HSEPL | Clean Solar Power Tumkur Private Limited | Skyfri |  |  |  | 0.062833
Chittapur | Chittapur_ICR3 | String | Chittapur_ICR3_INV4_SMB4_S5 | PV Module String | Chittapur_ICR3_INV4_SMB4 |  |  |  |  | 42 | Main Inventory | In Operation | [15 empty] | GESCOM | HSEPL | Clean Solar Power Tumkur Private Limited | Skyfri |  |  |  | 0.062833
Chittapur | Chittapur_ICR3 | String | Chittapur_ICR3_INV4_SMB4_S6 | PV Module String | Chittapur_ICR3_INV4_SMB4 |  |  |  |  | 42 | Main Inventory | In Operation | [15 empty] | GESCOM | HSEPL | Clean Solar Power Tumkur Private Limited | Skyfri |  |  |  | 0.062833
Chittapur | Chittapur_ICR3 | String | Chittapur_ICR3_INV4_SMB4_S7 | PV Module String | Chittapur_ICR3_INV4_SMB4 |  |  |  |  | 42 | Main Inventory | In Operation | [15 empty] | GESCOM | HSEPL | Clean Solar Power Tumkur Private Limited | Skyfri |  |  |  | 0.062833
Chittapur | Chittapur_ICR3 | String | Chittapur_ICR3_INV4_SMB4_S8 | PV Module String | Chittapur_ICR3_INV4_SMB4 |  |  |  |  | 42 | Main Inventory | In Operation | [15 empty] | GESCOM | HSEPL | Clean Solar Power Tumkur Private Limited | Skyfri |  |  |  | 0.062833
Chittapur | Chittapur_ICR3 | String | Chittapur_ICR3_INV4_SMB4_S9 | PV Module String | Chittapur_ICR3_INV4_SMB4 |  |  |  |  | 42 | Main Inventory | In Operation | [15 empty] | GESCOM | HSEPL | Clean Solar Power Tumkur Private Limited | Skyfri |  |  |  | 0.062833
Chittapur | Chittapur_ICR3 | String | Chittapur_ICR3_INV4_SMB4_S10 | PV Module String | Chittapur_ICR3_INV4_SMB4 |  |  |  |  | 42 | Main Inventory | In Operation | [15 empty] | GESCOM | HSEPL | Clean Solar Power Tumkur Private Limited | Skyfri |  |  |  | 0.062833
Chittapur | Chittapur_ICR3 | String | Chittapur_ICR3_INV4_SMB4_S11 | PV Module String | Chittapur_ICR3_INV4_SMB4 |  |  |  |  | 42 | Main Inventory | In Operation | [15 empty] | GESCOM | HSEPL | Clean Solar Power Tumkur Private Limited | Skyfri |  |  |  | 0.062833
Chittapur | Chittapur_ICR3 | String | Chittapur_ICR3_INV4_SMB4_S12 | PV Module String | Chittapur_ICR3_INV4_SMB4 |  |  |  |  | 42 | Main Inventory | In Operation | [15 empty] | GESCOM | HSEPL | Clean Solar Power Tumkur Private Limited | Skyfri |  |  |  | 0.062833
Chittapur | Chittapur_ICR3 | String | Chittapur_ICR3_INV4_SMB5_S1 | PV Module String | Chittapur_ICR3_INV4_SMB5 |  |  |  |  | 42 | Main Inventory | In Operation | [15 empty] | GESCOM | HSEPL | Clean Solar Power Tumkur Private Limited | Skyfri |  |  |  | 0.062833
Chittapur | Chittapur_ICR3 | String | Chittapur_ICR3_INV4_SMB5_S2 | PV Module String | Chittapur_ICR3_INV4_SMB5 |  |  |  |  | 42 | Main Inventory | In Operation | [15 empty] | GESCOM | HSEPL | Clean Solar Power Tumkur Private Limited | Skyfri |  |  |  | 0.062833
Chittapur | Chittapur_ICR3 | String | Chittapur_ICR3_INV4_SMB5_S3 | PV Module String | Chittapur_ICR3_INV4_SMB5 |  |  |  |  | 42 | Main Inventory | In Operation | [15 empty] | GESCOM | HSEPL | Clean Solar Power Tumkur Private Limited | Skyfri |  |  |  | 0.062833
Chittapur | Chittapur_ICR3 | String | Chittapur_ICR3_INV4_SMB5_S4 | PV Module String | Chittapur_ICR3_INV4_SMB5 |  |  |  |  | 42 | Main Inventory | In Operation | [15 empty] | GESCOM | HSEPL | Clean Solar Power Tumkur Private Limited | Skyfri |  |  |  | 0.062833
Chittapur | Chittapur_ICR3 | String | Chittapur_ICR3_INV4_SMB5_S5 | PV Module String | Chittapur_ICR3_INV4_SMB5 |  |  |  |  | 42 | Main Inventory | In Operation | [15 empty] | GESCOM | HSEPL | Clean Solar Power Tumkur Private Limited | Skyfri |  |  |  | 0.062833
Chittapur | Chittapur_ICR3 | String | Chittapur_ICR3_INV4_SMB5_S6 | PV Module String | Chittapur_ICR3_INV4_SMB5 |  |  |  |  | 42 | Main Inventory | In Operation | [15 empty] | GESCOM | HSEPL | Clean Solar Power Tumkur Private Limited | Skyfri |  |  |  | 0.062833
Chittapur | Chittapur_ICR3 | String | Chittapur_ICR3_INV4_SMB5_S7 | PV Module String | Chittapur_ICR3_INV4_SMB5 |  |  |  |  | 42 | Main Inventory | In Operation | [15 empty] | GESCOM | HSEPL | Clean Solar Power Tumkur Private Limited | Skyfri |  |  |  | 0.062833
Chittapur | Chittapur_ICR3 | String | Chittapur_ICR3_INV4_SMB5_S8 | PV Module String | Chittapur_ICR3_INV4_SMB5 |  |  |  |  | 42 | Main Inventory | In Operation | [15 empty] | GESCOM | HSEPL | Clean Solar Power Tumkur Private Limited | Skyfri |  |  |  | 0.062833
Chittapur | Chittapur_ICR3 | String | Chittapur_ICR3_INV4_SMB5_S9 | PV Module String | Chittapur_ICR3_INV4_SMB5 |  |  |  |  | 42 | Main Inventory | In Operation | [15 empty] | GESCOM | HSEPL | Clean Solar Power Tumkur Private Limited | Skyfri |  |  |  | 0.062833
Chittapur | Chittapur_ICR3 | String | Chittapur_ICR3_INV4_SMB5_S10 | PV Module String | Chittapur_ICR3_INV4_SMB5 |  |  |  |  | 42 | Main Inventory | In Operation | [15 empty] | GESCOM | HSEPL | Clean Solar Power Tumkur Private Limited | Skyfri |  |  |  | 0.062833
Chittapur | Chittapur_ICR3 | String | Chittapur_ICR3_INV4_SMB5_S11 | PV Module String | Chittapur_ICR3_INV4_SMB5 |  |  |  |  | 42 | Main Inventory | In Operation | [15 empty] | GESCOM | HSEPL | Clean Solar Power Tumkur Private Limited | Skyfri |  |  |  | 0.062833
Chittapur | Chittapur_ICR3 | String | Chittapur_ICR3_INV4_SMB5_S12 | PV Module String | Chittapur_ICR3_INV4_SMB5 |  |  |  |  | 42 | Main Inventory | In Operation | [15 empty] | GESCOM | HSEPL | Clean Solar Power Tumkur Private Limited | Skyfri |  |  |  | 0.062833
Chittapur | Chittapur_ICR3 | String | Chittapur_ICR3_INV4_SMB6_S1 | PV Module String | Chittapur_ICR3_INV4_SMB6 |  |  |  |  | 42 | Main Inventory | In Operation | [15 empty] | GESCOM | HSEPL | Clean Solar Power Tumkur Private Limited | Skyfri |  |  |  | 0.062833
Chittapur | Chittapur_ICR3 | String | Chittapur_ICR3_INV4_SMB6_S2 | PV Module String | Chittapur_ICR3_INV4_SMB6 |  |  |  |  | 42 | Main Inventory | In Operation | [15 empty] | GESCOM | HSEPL | Clean Solar Power Tumkur Private Limited | Skyfri |  |  |  | 0.062833
Chittapur | Chittapur_ICR3 | String | Chittapur_ICR3_INV4_SMB6_S3 | PV Module String | Chittapur_ICR3_INV4_SMB6 |  |  |  |  | 42 | Main Inventory | In Operation | [15 empty] | GESCOM | HSEPL | Clean Solar Power Tumkur Private Limited | Skyfri |  |  |  | 0.062833
Chittapur | Chittapur_ICR3 | String | Chittapur_ICR3_INV4_SMB6_S4 | PV Module String | Chittapur_ICR3_INV4_SMB6 |  |  |  |  | 42 | Main Inventory | In Operation | [15 empty] | GESCOM | HSEPL | Clean Solar Power Tumkur Private Limited | Skyfri |  |  |  | 0.062833
Chittapur | Chittapur_ICR3 | String | Chittapur_ICR3_INV4_SMB6_S5 | PV Module String | Chittapur_ICR3_INV4_SMB6 |  |  |  |  | 42 | Main Inventory | In Operation | [15 empty] | GESCOM | HSEPL | Clean Solar Power Tumkur Private Limited | Skyfri |  |  |  | 0.062833
Chittapur | Chittapur_ICR3 | String | Chittapur_ICR3_INV4_SMB6_S6 | PV Module String | Chittapur_ICR3_INV4_SMB6 |  |  |  |  | 42 | Main Inventory | In Operation | [15 empty] | GESCOM | HSEPL | Clean Solar Power Tumkur Private Limited | Skyfri |  |  |  | 0.062833
Chittapur | Chittapur_ICR3 | String | Chittapur_ICR3_INV4_SMB6_S7 | PV Module String | Chittapur_ICR3_INV4_SMB6 |  |  |  |  | 42 | Main Inventory | In Operation | [15 empty] | GESCOM | HSEPL | Clean Solar Power Tumkur Private Limited | Skyfri |  |  |  | 0.062833
Chittapur | Chittapur_ICR3 | String | Chittapur_ICR3_INV4_SMB6_S8 | PV Module String | Chittapur_ICR3_INV4_SMB6 |  |  |  |  | 42 | Main Inventory | In Operation | [15 empty] | GESCOM | HSEPL | Clean Solar Power Tumkur Private Limited | Skyfri |  |  |  | 0.062833
Chittapur | Chittapur_ICR3 | String | Chittapur_ICR3_INV4_SMB6_S9 | PV Module String | Chittapur_ICR3_INV4_SMB6 |  |  |  |  | 42 | Main Inventory | In Operation | [15 empty] | GESCOM | HSEPL | Clean Solar Power Tumkur Private Limited | Skyfri |  |  |  | 0.062833
Chittapur | Chittapur_ICR3 | String | Chittapur_ICR3_INV4_SMB6_S10 | PV Module String | Chittapur_ICR3_INV4_SMB6 |  |  |  |  | 42 | Main Inventory | In Operation | [15 empty] | GESCOM | HSEPL | Clean Solar Power Tumkur Private Limited | Skyfri |  |  |  | 0.062833
Chittapur | Chittapur_ICR3 | String | Chittapur_ICR3_INV4_SMB6_S11 | PV Module String | Chittapur_ICR3_INV4_SMB6 |  |  |  |  | 42 | Main Inventory | In Operation | [15 empty] | GESCOM | HSEPL | Clean Solar Power Tumkur Private Limited | Skyfri |  |  |  | 0.062833
Chittapur | Chittapur_ICR3 | String | Chittapur_ICR3_INV4_SMB6_S12 | PV Module String | Chittapur_ICR3_INV4_SMB6 |  |  |  |  | 42 | Main Inventory | In Operation | [15 empty] | GESCOM | HSEPL | Clean Solar Power Tumkur Private Limited | Skyfri |  |  |  | 0.062833
Chittapur | Chittapur_ICR3 | String | Chittapur_ICR3_INV4_SMB6_S13 | PV Module String | Chittapur_ICR3_INV4_SMB6 |  |  |  |  | 21 | Main Inventory | In Operation | [15 empty] | GESCOM | HSEPL | Clean Solar Power Tumkur Private Limited | Skyfri |  |  |  | 0.062833
Chittapur | Chittapur_ICR3 | String | Chittapur_ICR3_INV4_SMB7_S1 | PV Module String | Chittapur_ICR3_INV4_SMB7 |  |  |  |  | 42 | Main Inventory | In Operation | [15 empty] | GESCOM | HSEPL | Clean Solar Power Tumkur Private Limited | Skyfri |  |  |  | 0.062833
Chittapur | Chittapur_ICR3 | String | Chittapur_ICR3_INV4_SMB7_S2 | PV Module String | Chittapur_ICR3_INV4_SMB7 |  |  |  |  | 42 | Main Inventory | In Operation | [15 empty] | GESCOM | HSEPL | Clean Solar Power Tumkur Private Limited | Skyfri |  |  |  | 0.062833
Chittapur | Chittapur_ICR3 | String | Chittapur_ICR3_INV4_SMB7_S3 | PV Module String | Chittapur_ICR3_INV4_SMB7 |  |  |  |  | 42 | Main Inventory | In Operation | [15 empty] | GESCOM | HSEPL | Clean Solar Power Tumkur Private Limited | Skyfri |  |  |  | 0.062833
Chittapur | Chittapur_ICR3 | String | Chittapur_ICR3_INV4_SMB7_S4 | PV Module String | Chittapur_ICR3_INV4_SMB7 |  |  |  |  | 42 | Main Inventory | In Operation | [15 empty] | GESCOM | HSEPL | Clean Solar Power Tumkur Private Limited | Skyfri |  |  |  | 0.062833
Chittapur | Chittapur_ICR3 | String | Chittapur_ICR3_INV4_SMB7_S5 | PV Module String | Chittapur_ICR3_INV4_SMB7 |  |  |  |  | 42 | Main Inventory | In Operation | [15 empty] | GESCOM | HSEPL | Clean Solar Power Tumkur Private Limited | Skyfri |  |  |  | 0.062833
Chittapur | Chittapur_ICR3 | String | Chittapur_ICR3_INV4_SMB7_S6 | PV Module String | Chittapur_ICR3_INV4_SMB7 |  |  |  |  | 42 | Main Inventory | In Operation | [15 empty] | GESCOM | HSEPL | Clean Solar Power Tumkur Private Limited | Skyfri |  |  |  | 0.062833
Chittapur | Chittapur_ICR3 | String | Chittapur_ICR3_INV4_SMB7_S7 | PV Module String | Chittapur_ICR3_INV4_SMB7 |  |  |  |  | 42 | Main Inventory | In Operation | [15 empty] | GESCOM | HSEPL | Clean Solar Power Tumkur Private Limited | Skyfri |  |  |  | 0.062833
Chittapur | Chittapur_ICR3 | String | Chittapur_ICR3_INV4_SMB7_S8 | PV Module String | Chittapur_ICR3_INV4_SMB7 |  |  |  |  | 42 | Main Inventory | In Operation | [15 empty] | GESCOM | HSEPL | Clean Solar Power Tumkur Private Limited | Skyfri |  |  |  | 0.062833
Chittapur | Chittapur_ICR3 | String | Chittapur_ICR3_INV4_SMB7_S9 | PV Module String | Chittapur_ICR3_INV4_SMB7 |  |  |  |  | 42 | Main Inventory | In Operation | [15 empty] | GESCOM | HSEPL | Clean Solar Power Tumkur Private Limited | Skyfri |  |  |  | 0.062833
Chittapur | Chittapur_ICR3 | String | Chittapur_ICR3_INV4_SMB7_S10 | PV Module String | Chittapur_ICR3_INV4_SMB7 |  |  |  |  | 42 | Main Inventory | In Operation | [15 empty] | GESCOM | HSEPL | Clean Solar Power Tumkur Private Limited | Skyfri |  |  |  | 0.062833
Chittapur | Chittapur_ICR3 | String | Chittapur_ICR3_INV4_SMB7_S11 | PV Module String | Chittapur_ICR3_INV4_SMB7 |  |  |  |  | 42 | Main Inventory | In Operation | [15 empty] | GESCOM | HSEPL | Clean Solar Power Tumkur Private Limited | Skyfri |  |  |  | 0.062833
Chittapur | Chittapur_ICR3 | String | Chittapur_ICR3_INV4_SMB7_S12 | PV Module String | Chittapur_ICR3_INV4_SMB7 |  |  |  |  | 42 | Main Inventory | In Operation | [15 empty] | GESCOM | HSEPL | Clean Solar Power Tumkur Private Limited | Skyfri |  |  |  | 0.062833
Chittapur | Chittapur_ICR4 | String | Chittapur_ICR4_INV1_SMB1_S1 | PV Module String | Chittapur_ICR4_INV1_SMB1 |  |  |  |  | 42 | Main Inventory | In Operation | [15 empty] | GESCOM | HSEPL | Clean Solar Power Tumkur Private Limited | Skyfri |  |  |  | 0.062833
Chittapur | Chittapur_ICR4 | String | Chittapur_ICR4_INV1_SMB1_S2 | PV Module String | Chittapur_ICR4_INV1_SMB1 |  |  |  |  | 42 | Main Inventory | In Operation | [15 empty] | GESCOM | HSEPL | Clean Solar Power Tumkur Private Limited | Skyfri |  |  |  | 0.062833
Chittapur | Chittapur_ICR4 | String | Chittapur_ICR4_INV1_SMB1_S3 | PV Module String | Chittapur_ICR4_INV1_SMB1 |  |  |  |  | 42 | Main Inventory | In Operation | [15 empty] | GESCOM | HSEPL | Clean Solar Power Tumkur Private Limited | Skyfri |  |  |  | 0.062833
Chittapur | Chittapur_ICR4 | String | Chittapur_ICR4_INV1_SMB1_S4 | PV Module String | Chittapur_ICR4_INV1_SMB1 |  |  |  |  | 42 | Main Inventory | In Operation | [15 empty] | GESCOM | HSEPL | Clean Solar Power Tumkur Private Limited | Skyfri |  |  |  | 0.062833
Chittapur | Chittapur_ICR4 | String | Chittapur_ICR4_INV1_SMB1_S5 | PV Module String | Chittapur_ICR4_INV1_SMB1 |  |  |  |  | 42 | Main Inventory | In Operation | [15 empty] | GESCOM | HSEPL | Clean Solar Power Tumkur Private Limited | Skyfri |  |  |  | 0.062833
Chittapur | Chittapur_ICR4 | String | Chittapur_ICR4_INV1_SMB1_S6 | PV Module String | Chittapur_ICR4_INV1_SMB1 |  |  |  |  | 42 | Main Inventory | In Operation | [15 empty] | GESCOM | HSEPL | Clean Solar Power Tumkur Private Limited | Skyfri |  |  |  | 0.062833
Chittapur | Chittapur_ICR4 | String | Chittapur_ICR4_INV1_SMB1_S7 | PV Module String | Chittapur_ICR4_INV1_SMB1 |  |  |  |  | 42 | Main Inventory | In Operation | [15 empty] | GESCOM | HSEPL | Clean Solar Power Tumkur Private Limited | Skyfri |  |  |  | 0.062833
Chittapur | Chittapur_ICR4 | String | Chittapur_ICR4_INV1_SMB1_S8 | PV Module String | Chittapur_ICR4_INV1_SMB1 |  |  |  |  | 42 | Main Inventory | In Operation | [15 empty] | GESCOM | HSEPL | Clean Solar Power Tumkur Private Limited | Skyfri |  |  |  | 0.062833
Chittapur | Chittapur_ICR4 | String | Chittapur_ICR4_INV1_SMB1_S9 | PV Module String | Chittapur_ICR4_INV1_SMB1 |  |  |  |  | 42 | Main Inventory | In Operation | [15 empty] | GESCOM | HSEPL | Clean Solar Power Tumkur Private Limited | Skyfri |  |  |  | 0.062833
Chittapur | Chittapur_ICR4 | String | Chittapur_ICR4_INV1_SMB1_S10 | PV Module String | Chittapur_ICR4_INV1_SMB1 |  |  |  |  | 42 | Main Inventory | In Operation | [15 empty] | GESCOM | HSEPL | Clean Solar Power Tumkur Private Limited | Skyfri |  |  |  | 0.062833
Chittapur | Chittapur_ICR4 | String | Chittapur_ICR4_INV1_SMB1_S11 | PV Module String | Chittapur_ICR4_INV1_SMB1 |  |  |  |  | 42 | Main Inventory | In Operation | [15 empty] | GESCOM | HSEPL | Clean Solar Power Tumkur Private Limited | Skyfri |  |  |  | 0.062833
Chittapur | Chittapur_ICR4 | String | Chittapur_ICR4_INV1_SMB1_S12 | PV Module String | Chittapur_ICR4_INV1_SMB1 |  |  |  |  | 42 | Main Inventory | In Operation | [15 empty] | GESCOM | HSEPL | Clean Solar Power Tumkur Private Limited | Skyfri |  |  |  | 0.062833
Chittapur | Chittapur_ICR4 | String | Chittapur_ICR4_INV1_SMB1_S13 | PV Module String | Chittapur_ICR4_INV1_SMB1 |  |  |  |  | 21 | Main Inventory | In Operation | [15 empty] | GESCOM | HSEPL | Clean Solar Power Tumkur Private Limited | Skyfri |  |  |  | 0.062833
Chittapur | Chittapur_ICR4 | String | Chittapur_ICR4_INV1_SMB2_S1 | PV Module String | Chittapur_ICR4_INV1_SMB2 |  |  |  |  | 42 | Main Inventory | In Operation | [15 empty] | GESCOM | HSEPL | Clean Solar Power Tumkur Private Limited | Skyfri |  |  |  | 0.062833
Chittapur | Chittapur_ICR4 | String | Chittapur_ICR4_INV1_SMB2_S2 | PV Module String | Chittapur_ICR4_INV1_SMB2 |  |  |  |  | 42 | Main Inventory | In Operation | [15 empty] | GESCOM | HSEPL | Clean Solar Power Tumkur Private Limited | Skyfri |  |  |  | 0.062833
Chittapur | Chittapur_ICR4 | String | Chittapur_ICR4_INV1_SMB2_S3 | PV Module String | Chittapur_ICR4_INV1_SMB2 |  |  |  |  | 42 | Main Inventory | In Operation | [15 empty] | GESCOM | HSEPL | Clean Solar Power Tumkur Private Limited | Skyfri |  |  |  | 0.062833
Chittapur | Chittapur_ICR4 | String | Chittapur_ICR4_INV1_SMB2_S4 | PV Module String | Chittapur_ICR4_INV1_SMB2 |  |  |  |  | 42 | Main Inventory | In Operation | [15 empty] | GESCOM | HSEPL | Clean Solar Power Tumkur Private Limited | Skyfri |  |  |  | 0.062833
Chittapur | Chittapur_ICR4 | String | Chittapur_ICR4_INV1_SMB2_S5 | PV Module String | Chittapur_ICR4_INV1_SMB2 |  |  |  |  | 42 | Main Inventory | In Operation | [15 empty] | GESCOM | HSEPL | Clean Solar Power Tumkur Private Limited | Skyfri |  |  |  | 0.062833
Chittapur | Chittapur_ICR4 | String | Chittapur_ICR4_INV1_SMB2_S6 | PV Module String | Chittapur_ICR4_INV1_SMB2 |  |  |  |  | 42 | Main Inventory | In Operation | [15 empty] | GESCOM | HSEPL | Clean Solar Power Tumkur Private Limited | Skyfri |  |  |  | 0.062833
Chittapur | Chittapur_ICR4 | String | Chittapur_ICR4_INV1_SMB2_S7 | PV Module String | Chittapur_ICR4_INV1_SMB2 |  |  |  |  | 42 | Main Inventory | In Operation | [15 empty] | GESCOM | HSEPL | Clean Solar Power Tumkur Private Limited | Skyfri |  |  |  | 0.062833
Chittapur | Chittapur_ICR4 | String | Chittapur_ICR4_INV1_SMB2_S8 | PV Module String | Chittapur_ICR4_INV1_SMB2 |  |  |  |  | 42 | Main Inventory | In Operation | [15 empty] | GESCOM | HSEPL | Clean Solar Power Tumkur Private Limited | Skyfri |  |  |  | 0.062833
Chittapur | Chittapur_ICR4 | String | Chittapur_ICR4_INV1_SMB2_S9 | PV Module String | Chittapur_ICR4_INV1_SMB2 |  |  |  |  | 42 | Main Inventory | In Operation | [15 empty] | GESCOM | HSEPL | Clean Solar Power Tumkur Private Limited | Skyfri |  |  |  | 0.062833
Chittapur | Chittapur_ICR4 | String | Chittapur_ICR4_INV1_SMB2_S10 | PV Module String | Chittapur_ICR4_INV1_SMB2 |  |  |  |  | 42 | Main Inventory | In Operation | [15 empty] | GESCOM | HSEPL | Clean Solar Power Tumkur Private Limited | Skyfri |  |  |  | 0.062833
Chittapur | Chittapur_ICR4 | String | Chittapur_ICR4_INV1_SMB2_S11 | PV Module String | Chittapur_ICR4_INV1_SMB2 |  |  |  |  | 42 | Main Inventory | In Operation | [15 empty] | GESCOM | HSEPL | Clean Solar Power Tumkur Private Limited | Skyfri |  |  |  | 0.062833
Chittapur | Chittapur_ICR4 | String | Chittapur_ICR4_INV1_SMB2_S12 | PV Module String | Chittapur_ICR4_INV1_SMB2 |  |  |  |  | 42 | Main Inventory | In Operation | [15 empty] | GESCOM | HSEPL | Clean Solar Power Tumkur Private Limited | Skyfri |  |  |  | 0.062833
Chittapur | Chittapur_ICR4 | String | Chittapur_ICR4_INV1_SMB3_S1 | PV Module String | Chittapur_ICR4_INV1_SMB3 |  |  |  |  | 42 | Main Inventory | In Operation | [15 empty] | GESCOM | HSEPL | Clean Solar Power Tumkur Private Limited | Skyfri |  |  |  | 0.062833
Chittapur | Chittapur_ICR4 | String | Chittapur_ICR4_INV1_SMB3_S2 | PV Module String | Chittapur_ICR4_INV1_SMB3 |  |  |  |  | 42 | Main Inventory | In Operation | [15 empty] | GESCOM | HSEPL | Clean Solar Power Tumkur Private Limited | Skyfri |  |  |  | 0.062833
Chittapur | Chittapur_ICR4 | String | Chittapur_ICR4_INV1_SMB3_S3 | PV Module String | Chittapur_ICR4_INV1_SMB3 |  |  |  |  | 42 | Main Inventory | In Operation | [15 empty] | GESCOM | HSEPL | Clean Solar Power Tumkur Private Limited | Skyfri |  |  |  | 0.062833
Chittapur | Chittapur_ICR4 | String | Chittapur_ICR4_INV1_SMB3_S4 | PV Module String | Chittapur_ICR4_INV1_SMB3 |  |  |  |  | 42 | Main Inventory | In Operation | [15 empty] | GESCOM | HSEPL | Clean Solar Power Tumkur Private Limited | Skyfri |  |  |  | 0.062833
Chittapur | Chittapur_ICR4 | String | Chittapur_ICR4_INV1_SMB3_S5 | PV Module String | Chittapur_ICR4_INV1_SMB3 |  |  |  |  | 42 | Main Inventory | In Operation | [15 empty] | GESCOM | HSEPL | Clean Solar Power Tumkur Private Limited | Skyfri |  |  |  | 0.062833
Chittapur | Chittapur_ICR4 | String | Chittapur_ICR4_INV1_SMB3_S6 | PV Module String | Chittapur_ICR4_INV1_SMB3 |  |  |  |  | 42 | Main Inventory | In Operation | [15 empty] | GESCOM | HSEPL | Clean Solar Power Tumkur Private Limited | Skyfri |  |  |  | 0.062833
Chittapur | Chittapur_ICR4 | String | Chittapur_ICR4_INV1_SMB3_S7 | PV Module String | Chittapur_ICR4_INV1_SMB3 |  |  |  |  | 42 | Main Inventory | In Operation | [15 empty] | GESCOM | HSEPL | Clean Solar Power Tumkur Private Limited | Skyfri |  |  |  | 0.062833
Chittapur | Chittapur_ICR4 | String | Chittapur_ICR4_INV1_SMB3_S8 | PV Module String | Chittapur_ICR4_INV1_SMB3 |  |  |  |  | 42 | Main Inventory | In Operation | [15 empty] | GESCOM | HSEPL | Clean Solar Power Tumkur Private Limited | Skyfri |  |  |  | 0.062833
Chittapur | Chittapur_ICR4 | String | Chittapur_ICR4_INV1_SMB3_S9 | PV Module String | Chittapur_ICR4_INV1_SMB3 |  |  |  |  | 42 | Main Inventory | In Operation | [15 empty] | GESCOM | HSEPL | Clean Solar Power Tumkur Private Limited | Skyfri |  |  |  | 0.062833
Chittapur | Chittapur_ICR4 | String | Chittapur_ICR4_INV1_SMB3_S10 | PV Module String | Chittapur_ICR4_INV1_SMB3 |  |  |  |  | 42 | Main Inventory | In Operation | [15 empty] | GESCOM | HSEPL | Clean Solar Power Tumkur Private Limited | Skyfri |  |  |  | 0.062833
Chittapur | Chittapur_ICR4 | String | Chittapur_ICR4_INV1_SMB3_S11 | PV Module String | Chittapur_ICR4_INV1_SMB3 |  |  |  |  | 42 | Main Inventory | In Operation | [15 empty] | GESCOM | HSEPL | Clean Solar Power Tumkur Private Limited | Skyfri |  |  |  | 0.062833
Chittapur | Chittapur_ICR4 | String | Chittapur_ICR4_INV1_SMB3_S12 | PV Module String | Chittapur_ICR4_INV1_SMB3 |  |  |  |  | 42 | Main Inventory | In Operation | [15 empty] | GESCOM | HSEPL | Clean Solar Power Tumkur Private Limited | Skyfri |  |  |  | 0.062833
Chittapur | Chittapur_ICR4 | String | Chittapur_ICR4_INV1_SMB4_S1 | PV Module String | Chittapur_ICR4_INV1_SMB4 |  |  |  |  | 42 | Main Inventory | In Operation | [15 empty] | GESCOM | HSEPL | Clean Solar Power Tumkur Private Limited | Skyfri |  |  |  | 0.062833
Chittapur | Chittapur_ICR4 | String | Chittapur_ICR4_INV1_SMB4_S2 | PV Module String | Chittapur_ICR4_INV1_SMB4 |  |  |  |  | 42 | Main Inventory | In Operation | [15 empty] | GESCOM | HSEPL | Clean Solar Power Tumkur Private Limited | Skyfri |  |  |  | 0.062833
Chittapur | Chittapur_ICR4 | String | Chittapur_ICR4_INV1_SMB4_S3 | PV Module String | Chittapur_ICR4_INV1_SMB4 |  |  |  |  | 42 | Main Inventory | In Operation | [15 empty] | GESCOM | HSEPL | Clean Solar Power Tumkur Private Limited | Skyfri |  |  |  | 0.062833
Chittapur | Chittapur_ICR4 | String | Chittapur_ICR4_INV1_SMB4_S4 | PV Module String | Chittapur_ICR4_INV1_SMB4 |  |  |  |  | 42 | Main Inventory | In Operation | [15 empty] | GESCOM | HSEPL | Clean Solar Power Tumkur Private Limited | Skyfri |  |  |  | 0.062833
Chittapur | Chittapur_ICR4 | String | Chittapur_ICR4_INV1_SMB4_S5 | PV Module String | Chittapur_ICR4_INV1_SMB4 |  |  |  |  | 42 | Main Inventory | In Operation | [15 empty] | GESCOM | HSEPL | Clean Solar Power Tumkur Private Limited | Skyfri |  |  |  | 0.062833
Chittapur | Chittapur_ICR4 | String | Chittapur_ICR4_INV1_SMB4_S6 | PV Module String | Chittapur_ICR4_INV1_SMB4 |  |  |  |  | 42 | Main Inventory | In Operation | [15 empty] | GESCOM | HSEPL | Clean Solar Power Tumkur Private Limited | Skyfri |  |  |  | 0.062833
Chittapur | Chittapur_ICR4 | String | Chittapur_ICR4_INV1_SMB4_S7 | PV Module String | Chittapur_ICR4_INV1_SMB4 |  |  |  |  | 42 | Main Inventory | In Operation | [15 empty] | GESCOM | HSEPL | Clean Solar Power Tumkur Private Limited | Skyfri |  |  |  | 0.062833
Chittapur | Chittapur_ICR4 | String | Chittapur_ICR4_INV1_SMB4_S8 | PV Module String | Chittapur_ICR4_INV1_SMB4 |  |  |  |  | 42 | Main Inventory | In Operation | [15 empty] | GESCOM | HSEPL | Clean Solar Power Tumkur Private Limited | Skyfri |  |  |  | 0.062833
Chittapur | Chittapur_ICR4 | String | Chittapur_ICR4_INV1_SMB5_S1 | PV Module String | Chittapur_ICR4_INV1_SMB5 |  |  |  |  | 42 | Main Inventory | In Operation | [15 empty] | GESCOM | HSEPL | Clean Solar Power Tumkur Private Limited | Skyfri |  |  |  | 0.062833
Chittapur | Chittapur_ICR4 | String | Chittapur_ICR4_INV1_SMB5_S2 | PV Module String | Chittapur_ICR4_INV1_SMB5 |  |  |  |  | 42 | Main Inventory | In Operation | [15 empty] | GESCOM | HSEPL | Clean Solar Power Tumkur Private Limited | Skyfri |  |  |  | 0.062833
Chittapur | Chittapur_ICR4 | String | Chittapur_ICR4_INV1_SMB5_S3 | PV Module String | Chittapur_ICR4_INV1_SMB5 |  |  |  |  | 42 | Main Inventory | In Operation | [15 empty] | GESCOM | HSEPL | Clean Solar Power Tumkur Private Limited | Skyfri |  |  |  | 0.062833
Chittapur | Chittapur_ICR4 | String | Chittapur_ICR4_INV1_SMB5_S4 | PV Module String | Chittapur_ICR4_INV1_SMB5 |  |  |  |  | 42 | Main Inventory | In Operation | [15 empty] | GESCOM | HSEPL | Clean Solar Power Tumkur Private Limited | Skyfri |  |  |  | 0.062833
Chittapur | Chittapur_ICR4 | String | Chittapur_ICR4_INV1_SMB5_S5 | PV Module String | Chittapur_ICR4_INV1_SMB5 |  |  |  |  | 42 | Main Inventory | In Operation | [15 empty] | GESCOM | HSEPL | Clean Solar Power Tumkur Private Limited | Skyfri |  |  |  | 0.062833
Chittapur | Chittapur_ICR4 | String | Chittapur_ICR4_INV1_SMB5_S6 | PV Module String | Chittapur_ICR4_INV1_SMB5 |  |  |  |  | 42 | Main Inventory | In Operation | [15 empty] | GESCOM | HSEPL | Clean Solar Power Tumkur Private Limited | Skyfri |  |  |  | 0.062833
Chittapur | Chittapur_ICR4 | String | Chittapur_ICR4_INV1_SMB5_S7 | PV Module String | Chittapur_ICR4_INV1_SMB5 |  |  |  |  | 42 | Main Inventory | In Operation | [15 empty] | GESCOM | HSEPL | Clean Solar Power Tumkur Private Limited | Skyfri |  |  |  | 0.062833
Chittapur | Chittapur_ICR4 | String | Chittapur_ICR4_INV1_SMB5_S8 | PV Module String | Chittapur_ICR4_INV1_SMB5 |  |  |  |  | 42 | Main Inventory | In Operation | [15 empty] | GESCOM | HSEPL | Clean Solar Power Tumkur Private Limited | Skyfri |  |  |  | 0.062833
Chittapur | Chittapur_ICR4 | String | Chittapur_ICR4_INV1_SMB5_S9 | PV Module String | Chittapur_ICR4_INV1_SMB5 |  |  |  |  | 42 | Main Inventory | In Operation | [15 empty] | GESCOM | HSEPL | Clean Solar Power Tumkur Private Limited | Skyfri |  |  |  | 0.062833
Chittapur | Chittapur_ICR4 | String | Chittapur_ICR4_INV1_SMB5_S10 | PV Module String | Chittapur_ICR4_INV1_SMB5 |  |  |  |  | 42 | Main Inventory | In Operation | [15 empty] | GESCOM | HSEPL | Clean Solar Power Tumkur Private Limited | Skyfri |  |  |  | 0.062833
Chittapur | Chittapur_ICR4 | String | Chittapur_ICR4_INV1_SMB5_S11 | PV Module String | Chittapur_ICR4_INV1_SMB5 |  |  |  |  | 42 | Main Inventory | In Operation | [15 empty] | GESCOM | HSEPL | Clean Solar Power Tumkur Private Limited | Skyfri |  |  |  | 0.062833
Chittapur | Chittapur_ICR4 | String | Chittapur_ICR4_INV1_SMB5_S12 | PV Module String | Chittapur_ICR4_INV1_SMB5 |  |  |  |  | 42 | Main Inventory | In Operation | [15 empty] | GESCOM | HSEPL | Clean Solar Power Tumkur Private Limited | Skyfri |  |  |  | 0.062833
Chittapur | Chittapur_ICR4 | String | Chittapur_ICR4_INV1_SMB6_S1 | PV Module String | Chittapur_ICR4_INV1_SMB6 |  |  |  |  | 42 | Main Inventory | In Operation | [15 empty] | GESCOM | HSEPL | Clean Solar Power Tumkur Private Limited | Skyfri |  |  |  | 0.062833
Chittapur | Chittapur_ICR4 | String | Chittapur_ICR4_INV1_SMB6_S2 | PV Module String | Chittapur_ICR4_INV1_SMB6 |  |  |  |  | 42 | Main Inventory | In Operation | [15 empty] | GESCOM | HSEPL | Clean Solar Power Tumkur Private Limited | Skyfri |  |  |  | 0.062833
Chittapur | Chittapur_ICR4 | String | Chittapur_ICR4_INV1_SMB6_S3 | PV Module String | Chittapur_ICR4_INV1_SMB6 |  |  |  |  | 42 | Main Inventory | In Operation | [15 empty] | GESCOM | HSEPL | Clean Solar Power Tumkur Private Limited | Skyfri |  |  |  | 0.062833
Chittapur | Chittapur_ICR4 | String | Chittapur_ICR4_INV1_SMB6_S4 | PV Module String | Chittapur_ICR4_INV1_SMB6 |  |  |  |  | 42 | Main Inventory | In Operation | [15 empty] | GESCOM | HSEPL | Clean Solar Power Tumkur Private Limited | Skyfri |  |  |  | 0.062833
Chittapur | Chittapur_ICR4 | String | Chittapur_ICR4_INV1_SMB6_S5 | PV Module String | Chittapur_ICR4_INV1_SMB6 |  |  |  |  | 42 | Main Inventory | In Operation | [15 empty] | GESCOM | HSEPL | Clean Solar Power Tumkur Private Limited | Skyfri |  |  |  | 0.062833
Chittapur | Chittapur_ICR4 | String | Chittapur_ICR4_INV1_SMB6_S6 | PV Module String | Chittapur_ICR4_INV1_SMB6 |  |  |  |  | 42 | Main Inventory | In Operation | [15 empty] | GESCOM | HSEPL | Clean Solar Power Tumkur Private Limited | Skyfri |  |  |  | 0.062833
Chittapur | Chittapur_ICR4 | String | Chittapur_ICR4_INV1_SMB6_S7 | PV Module String | Chittapur_ICR4_INV1_SMB6 |  |  |  |  | 42 | Main Inventory | In Operation | [15 empty] | GESCOM | HSEPL | Clean Solar Power Tumkur Private Limited | Skyfri |  |  |  | 0.062833
Chittapur | Chittapur_ICR4 | String | Chittapur_ICR4_INV1_SMB6_S8 | PV Module String | Chittapur_ICR4_INV1_SMB6 |  |  |  |  | 42 | Main Inventory | In Operation | [15 empty] | GESCOM | HSEPL | Clean Solar Power Tumkur Private Limited | Skyfri |  |  |  | 0.062833
Chittapur | Chittapur_ICR4 | String | Chittapur_ICR4_INV1_SMB6_S9 | PV Module String | Chittapur_ICR4_INV1_SMB6 |  |  |  |  | 42 | Main Inventory | In Operation | [15 empty] | GESCOM | HSEPL | Clean Solar Power Tumkur Private Limited | Skyfri |  |  |  | 0.062833
Chittapur | Chittapur_ICR4 | String | Chittapur_ICR4_INV1_SMB6_S10 | PV Module String | Chittapur_ICR4_INV1_SMB6 |  |  |  |  | 42 | Main Inventory | In Operation | [15 empty] | GESCOM | HSEPL | Clean Solar Power Tumkur Private Limited | Skyfri |  |  |  | 0.062833
Chittapur | Chittapur_ICR4 | String | Chittapur_ICR4_INV1_SMB6_S11 | PV Module String | Chittapur_ICR4_INV1_SMB6 |  |  |  |  | 42 | Main Inventory | In Operation | [15 empty] | GESCOM | HSEPL | Clean Solar Power Tumkur Private Limited | Skyfri |  |  |  | 0.062833
Chittapur | Chittapur_ICR4 | String | Chittapur_ICR4_INV1_SMB6_S12 | PV Module String | Chittapur_ICR4_INV1_SMB6 |  |  |  |  | 42 | Main Inventory | In Operation | [15 empty] | GESCOM | HSEPL | Clean Solar Power Tumkur Private Limited | Skyfri |  |  |  | 0.062833
Chittapur | Chittapur_ICR4 | String | Chittapur_ICR4_INV1_SMB7_S1 | PV Module String | Chittapur_ICR4_INV1_SMB7 |  |  |  |  | 42 | Main Inventory | In Operation | [15 empty] | GESCOM | HSEPL | Clean Solar Power Tumkur Private Limited | Skyfri |  |  |  | 0.062833
Chittapur | Chittapur_ICR4 | String | Chittapur_ICR4_INV1_SMB7_S2 | PV Module String | Chittapur_ICR4_INV1_SMB7 |  |  |  |  | 42 | Main Inventory | In Operation | [15 empty] | GESCOM | HSEPL | Clean Solar Power Tumkur Private Limited | Skyfri |  |  |  | 0.062833
Chittapur | Chittapur_ICR4 | String | Chittapur_ICR4_INV1_SMB7_S3 | PV Module String | Chittapur_ICR4_INV1_SMB7 |  |  |  |  | 42 | Main Inventory | In Operation | [15 empty] | GESCOM | HSEPL | Clean Solar Power Tumkur Private Limited | Skyfri |  |  |  | 0.062833
Chittapur | Chittapur_ICR4 | String | Chittapur_ICR4_INV1_SMB7_S4 | PV Module String | Chittapur_ICR4_INV1_SMB7 |  |  |  |  | 42 | Main Inventory | In Operation | [15 empty] | GESCOM | HSEPL | Clean Solar Power Tumkur Private Limited | Skyfri |  |  |  | 0.062833
Chittapur | Chittapur_ICR4 | String | Chittapur_ICR4_INV1_SMB7_S5 | PV Module String | Chittapur_ICR4_INV1_SMB7 |  |  |  |  | 42 | Main Inventory | In Operation | [15 empty] | GESCOM | HSEPL | Clean Solar Power Tumkur Private Limited | Skyfri |  |  |  | 0.062833
Chittapur | Chittapur_ICR4 | String | Chittapur_ICR4_INV1_SMB7_S6 | PV Module String | Chittapur_ICR4_INV1_SMB7 |  |  |  |  | 42 | Main Inventory | In Operation | [15 empty] | GESCOM | HSEPL | Clean Solar Power Tumkur Private Limited | Skyfri |  |  |  | 0.062833
Chittapur | Chittapur_ICR4 | String | Chittapur_ICR4_INV1_SMB7_S7 | PV Module String | Chittapur_ICR4_INV1_SMB7 |  |  |  |  | 42 | Main Inventory | In Operation | [15 empty] | GESCOM | HSEPL | Clean Solar Power Tumkur Private Limited | Skyfri |  |  |  | 0.062833
Chittapur | Chittapur_ICR4 | String | Chittapur_ICR4_INV1_SMB7_S8 | PV Module String | Chittapur_ICR4_INV1_SMB7 |  |  |  |  | 42 | Main Inventory | In Operation | [15 empty] | GESCOM | HSEPL | Clean Solar Power Tumkur Private Limited | Skyfri |  |  |  | 0.062833
Chittapur | Chittapur_ICR4 | String | Chittapur_ICR4_INV1_SMB7_S9 | PV Module String | Chittapur_ICR4_INV1_SMB7 |  |  |  |  | 42 | Main Inventory | In Operation | [15 empty] | GESCOM | HSEPL | Clean Solar Power Tumkur Private Limited | Skyfri |  |  |  | 0.062833
Chittapur | Chittapur_ICR4 | String | Chittapur_ICR4_INV1_SMB7_S10 | PV Module String | Chittapur_ICR4_INV1_SMB7 |  |  |  |  | 42 | Main Inventory | In Operation | [15 empty] | GESCOM | HSEPL | Clean Solar Power Tumkur Private Limited | Skyfri |  |  |  | 0.062833
Chittapur | Chittapur_ICR4 | String | Chittapur_ICR4_INV1_SMB7_S11 | PV Module String | Chittapur_ICR4_INV1_SMB7 |  |  |  |  | 42 | Main Inventory | In Operation | [15 empty] | GESCOM | HSEPL | Clean Solar Power Tumkur Private Limited | Skyfri |  |  |  | 0.062833
Chittapur | Chittapur_ICR4 | String | Chittapur_ICR4_INV1_SMB7_S12 | PV Module String | Chittapur_ICR4_INV1_SMB7 |  |  |  |  | 42 | Main Inventory | In Operation | [15 empty] | GESCOM | HSEPL | Clean Solar Power Tumkur Private Limited | Skyfri |  |  |  | 0.062833
Chittapur | Chittapur_ICR4 | String | Chittapur_ICR4_INV2_SMB1_S1 | PV Module String | Chittapur_ICR4_INV2_SMB1 |  |  |  |  | 42 | Main Inventory | In Operation | [15 empty] | GESCOM | HSEPL | Clean Solar Power Tumkur Private Limited | Skyfri |  |  |  | 0.062833
Chittapur | Chittapur_ICR4 | String | Chittapur_ICR4_INV2_SMB1_S2 | PV Module String | Chittapur_ICR4_INV2_SMB1 |  |  |  |  | 42 | Main Inventory | In Operation | [15 empty] | GESCOM | HSEPL | Clean Solar Power Tumkur Private Limited | Skyfri |  |  |  | 0.062833
Chittapur | Chittapur_ICR4 | String | Chittapur_ICR4_INV2_SMB1_S3 | PV Module String | Chittapur_ICR4_INV2_SMB1 |  |  |  |  | 42 | Main Inventory | In Operation | [15 empty] | GESCOM | HSEPL | Clean Solar Power Tumkur Private Limited | Skyfri |  |  |  | 0.062833
Chittapur | Chittapur_ICR4 | String | Chittapur_ICR4_INV2_SMB1_S4 | PV Module String | Chittapur_ICR4_INV2_SMB1 |  |  |  |  | 42 | Main Inventory | In Operation | [15 empty] | GESCOM | HSEPL | Clean Solar Power Tumkur Private Limited | Skyfri |  |  |  | 0.062833
Chittapur | Chittapur_ICR4 | String | Chittapur_ICR4_INV2_SMB1_S5 | PV Module String | Chittapur_ICR4_INV2_SMB1 |  |  |  |  | 42 | Main Inventory | In Operation | [15 empty] | GESCOM | HSEPL | Clean Solar Power Tumkur Private Limited | Skyfri |  |  |  | 0.062833
Chittapur | Chittapur_ICR4 | String | Chittapur_ICR4_INV2_SMB1_S6 | PV Module String | Chittapur_ICR4_INV2_SMB1 |  |  |  |  | 42 | Main Inventory | In Operation | [15 empty] | GESCOM | HSEPL | Clean Solar Power Tumkur Private Limited | Skyfri |  |  |  | 0.062833
Chittapur | Chittapur_ICR4 | String | Chittapur_ICR4_INV2_SMB1_S7 | PV Module String | Chittapur_ICR4_INV2_SMB1 |  |  |  |  | 42 | Main Inventory | In Operation | [15 empty] | GESCOM | HSEPL | Clean Solar Power Tumkur Private Limited | Skyfri |  |  |  | 0.062833
Chittapur | Chittapur_ICR4 | String | Chittapur_ICR4_INV2_SMB2_S1 | PV Module String | Chittapur_ICR4_INV2_SMB2 |  |  |  |  | 42 | Main Inventory | In Operation | [15 empty] | GESCOM | HSEPL | Clean Solar Power Tumkur Private Limited | Skyfri |  |  |  | 0.062833
Chittapur | Chittapur_ICR4 | String | Chittapur_ICR4_INV2_SMB2_S2 | PV Module String | Chittapur_ICR4_INV2_SMB2 |  |  |  |  | 42 | Main Inventory | In Operation | [15 empty] | GESCOM | HSEPL | Clean Solar Power Tumkur Private Limited | Skyfri |  |  |  | 0.062833
Chittapur | Chittapur_ICR4 | String | Chittapur_ICR4_INV2_SMB2_S3 | PV Module String | Chittapur_ICR4_INV2_SMB2 |  |  |  |  | 42 | Main Inventory | In Operation | [15 empty] | GESCOM | HSEPL | Clean Solar Power Tumkur Private Limited | Skyfri |  |  |  | 0.062833
Chittapur | Chittapur_ICR4 | String | Chittapur_ICR4_INV2_SMB2_S4 | PV Module String | Chittapur_ICR4_INV2_SMB2 |  |  |  |  | 42 | Main Inventory | In Operation | [15 empty] | GESCOM | HSEPL | Clean Solar Power Tumkur Private Limited | Skyfri |  |  |  | 0.062833
Chittapur | Chittapur_ICR4 | String | Chittapur_ICR4_INV2_SMB2_S5 | PV Module String | Chittapur_ICR4_INV2_SMB2 |  |  |  |  | 42 | Main Inventory | In Operation | [15 empty] | GESCOM | HSEPL | Clean Solar Power Tumkur Private Limited | Skyfri |  |  |  | 0.062833
Chittapur | Chittapur_ICR4 | String | Chittapur_ICR4_INV2_SMB2_S6 | PV Module String | Chittapur_ICR4_INV2_SMB2 |  |  |  |  | 42 | Main Inventory | In Operation | [15 empty] | GESCOM | HSEPL | Clean Solar Power Tumkur Private Limited | Skyfri |  |  |  | 0.062833
Chittapur | Chittapur_ICR4 | String | Chittapur_ICR4_INV2_SMB2_S7 | PV Module String | Chittapur_ICR4_INV2_SMB2 |  |  |  |  | 42 | Main Inventory | In Operation | [15 empty] | GESCOM | HSEPL | Clean Solar Power Tumkur Private Limited | Skyfri |  |  |  | 0.062833
Chittapur | Chittapur_ICR4 | String | Chittapur_ICR4_INV2_SMB2_S8 | PV Module String | Chittapur_ICR4_INV2_SMB2 |  |  |  |  | 42 | Main Inventory | In Operation | [15 empty] | GESCOM | HSEPL | Clean Solar Power Tumkur Private Limited | Skyfri |  |  |  | 0.062833
Chittapur | Chittapur_ICR4 | String | Chittapur_ICR4_INV2_SMB2_S9 | PV Module String | Chittapur_ICR4_INV2_SMB2 |  |  |  |  | 42 | Main Inventory | In Operation | [15 empty] | GESCOM | HSEPL | Clean Solar Power Tumkur Private Limited | Skyfri |  |  |  | 0.062833
Chittapur | Chittapur_ICR4 | String | Chittapur_ICR4_INV2_SMB2_S10 | PV Module String | Chittapur_ICR4_INV2_SMB2 |  |  |  |  | 42 | Main Inventory | In Operation | [15 empty] | GESCOM | HSEPL | Clean Solar Power Tumkur Private Limited | Skyfri |  |  |  | 0.062833
Chittapur | Chittapur_ICR4 | String | Chittapur_ICR4_INV2_SMB2_S11 | PV Module String | Chittapur_ICR4_INV2_SMB2 |  |  |  |  | 42 | Main Inventory | In Operation | [15 empty] | GESCOM | HSEPL | Clean Solar Power Tumkur Private Limited | Skyfri |  |  |  | 0.062833
Chittapur | Chittapur_ICR4 | String | Chittapur_ICR4_INV2_SMB2_S12 | PV Module String | Chittapur_ICR4_INV2_SMB2 |  |  |  |  | 42 | Main Inventory | In Operation | [15 empty] | GESCOM | HSEPL | Clean Solar Power Tumkur Private Limited | Skyfri |  |  |  | 0.062833
Chittapur | Chittapur_ICR4 | String | Chittapur_ICR4_INV2_SMB2_S13 | PV Module String | Chittapur_ICR4_INV2_SMB2 |  |  |  |  | 42 | Main Inventory | In Operation | [15 empty] | GESCOM | HSEPL | Clean Solar Power Tumkur Private Limited | Skyfri |  |  |  | 0.062833
Chittapur | Chittapur_ICR4 | String | Chittapur_ICR4_INV2_SMB3_S1 | PV Module String | Chittapur_ICR4_INV2_SMB3 |  |  |  |  | 42 | Main Inventory | In Operation | [15 empty] | GESCOM | HSEPL | Clean Solar Power Tumkur Private Limited | Skyfri |  |  |  | 0.062833
Chittapur | Chittapur_ICR4 | String | Chittapur_ICR4_INV2_SMB3_S2 | PV Module String | Chittapur_ICR4_INV2_SMB3 |  |  |  |  | 42 | Main Inventory | In Operation | [15 empty] | GESCOM | HSEPL | Clean Solar Power Tumkur Private Limited | Skyfri |  |  |  | 0.062833
Chittapur | Chittapur_ICR4 | String | Chittapur_ICR4_INV2_SMB3_S3 | PV Module String | Chittapur_ICR4_INV2_SMB3 |  |  |  |  | 42 | Main Inventory | In Operation | [15 empty] | GESCOM | HSEPL | Clean Solar Power Tumkur Private Limited | Skyfri |  |  |  | 0.062833
Chittapur | Chittapur_ICR4 | String | Chittapur_ICR4_INV2_SMB3_S4 | PV Module String | Chittapur_ICR4_INV2_SMB3 |  |  |  |  | 42 | Main Inventory | In Operation | [15 empty] | GESCOM | HSEPL | Clean Solar Power Tumkur Private Limited | Skyfri |  |  |  | 0.062833
Chittapur | Chittapur_ICR4 | String | Chittapur_ICR4_INV2_SMB3_S5 | PV Module String | Chittapur_ICR4_INV2_SMB3 |  |  |  |  | 42 | Main Inventory | In Operation | [15 empty] | GESCOM | HSEPL | Clean Solar Power Tumkur Private Limited | Skyfri |  |  |  | 0.062833
Chittapur | Chittapur_ICR4 | String | Chittapur_ICR4_INV2_SMB3_S6 | PV Module String | Chittapur_ICR4_INV2_SMB3 |  |  |  |  | 42 | Main Inventory | In Operation | [15 empty] | GESCOM | HSEPL | Clean Solar Power Tumkur Private Limited | Skyfri |  |  |  | 0.062833
Chittapur | Chittapur_ICR4 | String | Chittapur_ICR4_INV2_SMB3_S7 | PV Module String | Chittapur_ICR4_INV2_SMB3 |  |  |  |  | 42 | Main Inventory | In Operation | [15 empty] | GESCOM | HSEPL | Clean Solar Power Tumkur Private Limited | Skyfri |  |  |  | 0.062833
Chittapur | Chittapur_ICR4 | String | Chittapur_ICR4_INV2_SMB3_S8 | PV Module String | Chittapur_ICR4_INV2_SMB3 |  |  |  |  | 42 | Main Inventory | In Operation | [15 empty] | GESCOM | HSEPL | Clean Solar Power Tumkur Private Limited | Skyfri |  |  |  | 0.062833
Chittapur | Chittapur_ICR4 | String | Chittapur_ICR4_INV2_SMB3_S9 | PV Module String | Chittapur_ICR4_INV2_SMB3 |  |  |  |  | 42 | Main Inventory | In Operation | [15 empty] | GESCOM | HSEPL | Clean Solar Power Tumkur Private Limited | Skyfri |  |  |  | 0.062833
Chittapur | Chittapur_ICR4 | String | Chittapur_ICR4_INV2_SMB3_S10 | PV Module String | Chittapur_ICR4_INV2_SMB3 |  |  |  |  | 42 | Main Inventory | In Operation | [15 empty] | GESCOM | HSEPL | Clean Solar Power Tumkur Private Limited | Skyfri |  |  |  | 0.062833
Chittapur | Chittapur_ICR4 | String | Chittapur_ICR4_INV2_SMB3_S11 | PV Module String | Chittapur_ICR4_INV2_SMB3 |  |  |  |  | 42 | Main Inventory | In Operation | [15 empty] | GESCOM | HSEPL | Clean Solar Power Tumkur Private Limited | Skyfri |  |  |  | 0.062833
Chittapur | Chittapur_ICR4 | String | Chittapur_ICR4_INV2_SMB3_S12 | PV Module String | Chittapur_ICR4_INV2_SMB3 |  |  |  |  | 42 | Main Inventory | In Operation | [15 empty] | GESCOM | HSEPL | Clean Solar Power Tumkur Private Limited | Skyfri |  |  |  | 0.062833
Chittapur | Chittapur_ICR4 | String | Chittapur_ICR4_INV2_SMB4_S1 | PV Module String | Chittapur_ICR4_INV2_SMB4 |  |  |  |  | 42 | Main Inventory | In Operation | [15 empty] | GESCOM | HSEPL | Clean Solar Power Tumkur Private Limited | Skyfri |  |  |  | 0.062833
Chittapur | Chittapur_ICR4 | String | Chittapur_ICR4_INV2_SMB4_S2 | PV Module String | Chittapur_ICR4_INV2_SMB4 |  |  |  |  | 42 | Main Inventory | In Operation | [15 empty] | GESCOM | HSEPL | Clean Solar Power Tumkur Private Limited | Skyfri |  |  |  | 0.062833
Chittapur | Chittapur_ICR4 | String | Chittapur_ICR4_INV2_SMB4_S3 | PV Module String | Chittapur_ICR4_INV2_SMB4 |  |  |  |  | 42 | Main Inventory | In Operation | [15 empty] | GESCOM | HSEPL | Clean Solar Power Tumkur Private Limited | Skyfri |  |  |  | 0.062833
Chittapur | Chittapur_ICR4 | String | Chittapur_ICR4_INV2_SMB4_S4 | PV Module String | Chittapur_ICR4_INV2_SMB4 |  |  |  |  | 42 | Main Inventory | In Operation | [15 empty] | GESCOM | HSEPL | Clean Solar Power Tumkur Private Limited | Skyfri |  |  |  | 0.062833
Chittapur | Chittapur_ICR4 | String | Chittapur_ICR4_INV2_SMB4_S5 | PV Module String | Chittapur_ICR4_INV2_SMB4 |  |  |  |  | 42 | Main Inventory | In Operation | [15 empty] | GESCOM | HSEPL | Clean Solar Power Tumkur Private Limited | Skyfri |  |  |  | 0.062833
Chittapur | Chittapur_ICR4 | String | Chittapur_ICR4_INV2_SMB4_S6 | PV Module String | Chittapur_ICR4_INV2_SMB4 |  |  |  |  | 42 | Main Inventory | In Operation | [15 empty] | GESCOM | HSEPL | Clean Solar Power Tumkur Private Limited | Skyfri |  |  |  | 0.062833
Chittapur | Chittapur_ICR4 | String | Chittapur_ICR4_INV2_SMB4_S7 | PV Module String | Chittapur_ICR4_INV2_SMB4 |  |  |  |  | 42 | Main Inventory | In Operation | [15 empty] | GESCOM | HSEPL | Clean Solar Power Tumkur Private Limited | Skyfri |  |  |  | 0.062833
Chittapur | Chittapur_ICR4 | String | Chittapur_ICR4_INV2_SMB4_S8 | PV Module String | Chittapur_ICR4_INV2_SMB4 |  |  |  |  | 42 | Main Inventory | In Operation | [15 empty] | GESCOM | HSEPL | Clean Solar Power Tumkur Private Limited | Skyfri |  |  |  | 0.062833
Chittapur | Chittapur_ICR4 | String | Chittapur_ICR4_INV2_SMB4_S9 | PV Module String | Chittapur_ICR4_INV2_SMB4 |  |  |  |  | 42 | Main Inventory | In Operation | [15 empty] | GESCOM | HSEPL | Clean Solar Power Tumkur Private Limited | Skyfri |  |  |  | 0.062833
Chittapur | Chittapur_ICR4 | String | Chittapur_ICR4_INV2_SMB4_S10 | PV Module String | Chittapur_ICR4_INV2_SMB4 |  |  |  |  | 42 | Main Inventory | In Operation | [15 empty] | GESCOM | HSEPL | Clean Solar Power Tumkur Private Limited | Skyfri |  |  |  | 0.062833
Chittapur | Chittapur_ICR4 | String | Chittapur_ICR4_INV2_SMB4_S11 | PV Module String | Chittapur_ICR4_INV2_SMB4 |  |  |  |  | 42 | Main Inventory | In Operation | [15 empty] | GESCOM | HSEPL | Clean Solar Power Tumkur Private Limited | Skyfri |  |  |  | 0.062833
Chittapur | Chittapur_ICR4 | String | Chittapur_ICR4_INV2_SMB4_S12 | PV Module String | Chittapur_ICR4_INV2_SMB4 |  |  |  |  | 42 | Main Inventory | In Operation | [15 empty] | GESCOM | HSEPL | Clean Solar Power Tumkur Private Limited | Skyfri |  |  |  | 0.062833
Chittapur | Chittapur_ICR4 | String | Chittapur_ICR4_INV2_SMB5_S1 | PV Module String | Chittapur_ICR4_INV2_SMB5 |  |  |  |  | 42 | Main Inventory | In Operation | [15 empty] | GESCOM | HSEPL | Clean Solar Power Tumkur Private Limited | Skyfri |  |  |  | 0.062833
Chittapur | Chittapur_ICR4 | String | Chittapur_ICR4_INV2_SMB5_S2 | PV Module String | Chittapur_ICR4_INV2_SMB5 |  |  |  |  | 42 | Main Inventory | In Operation | [15 empty] | GESCOM | HSEPL | Clean Solar Power Tumkur Private Limited | Skyfri |  |  |  | 0.062833
Chittapur | Chittapur_ICR4 | String | Chittapur_ICR4_INV2_SMB5_S3 | PV Module String | Chittapur_ICR4_INV2_SMB5 |  |  |  |  | 42 | Main Inventory | In Operation | [15 empty] | GESCOM | HSEPL | Clean Solar Power Tumkur Private Limited | Skyfri |  |  |  | 0.062833
Chittapur | Chittapur_ICR4 | String | Chittapur_ICR4_INV2_SMB5_S4 | PV Module String | Chittapur_ICR4_INV2_SMB5 |  |  |  |  | 42 | Main Inventory | In Operation | [15 empty] | GESCOM | HSEPL | Clean Solar Power Tumkur Private Limited | Skyfri |  |  |  | 0.062833
Chittapur | Chittapur_ICR4 | String | Chittapur_ICR4_INV2_SMB5_S5 | PV Module String | Chittapur_ICR4_INV2_SMB5 |  |  |  |  | 42 | Main Inventory | In Operation | [15 empty] | GESCOM | HSEPL | Clean Solar Power Tumkur Private Limited | Skyfri |  |  |  | 0.062833
Chittapur | Chittapur_ICR4 | String | Chittapur_ICR4_INV2_SMB5_S6 | PV Module String | Chittapur_ICR4_INV2_SMB5 |  |  |  |  | 42 | Main Inventory | In Operation | [15 empty] | GESCOM | HSEPL | Clean Solar Power Tumkur Private Limited | Skyfri |  |  |  | 0.062833
Chittapur | Chittapur_ICR4 | String | Chittapur_ICR4_INV2_SMB5_S7 | PV Module String | Chittapur_ICR4_INV2_SMB5 |  |  |  |  | 42 | Main Inventory | In Operation | [15 empty] | GESCOM | HSEPL | Clean Solar Power Tumkur Private Limited | Skyfri |  |  |  | 0.062833
Chittapur | Chittapur_ICR4 | String | Chittapur_ICR4_INV2_SMB5_S8 | PV Module String | Chittapur_ICR4_INV2_SMB5 |  |  |  |  | 42 | Main Inventory | In Operation | [15 empty] | GESCOM | HSEPL | Clean Solar Power Tumkur Private Limited | Skyfri |  |  |  | 0.062833
Chittapur | Chittapur_ICR4 | String | Chittapur_ICR4_INV2_SMB5_S9 | PV Module String | Chittapur_ICR4_INV2_SMB5 |  |  |  |  | 42 | Main Inventory | In Operation | [15 empty] | GESCOM | HSEPL | Clean Solar Power Tumkur Private Limited | Skyfri |  |  |  | 0.062833
Chittapur | Chittapur_ICR4 | String | Chittapur_ICR4_INV2_SMB5_S10 | PV Module String | Chittapur_ICR4_INV2_SMB5 |  |  |  |  | 42 | Main Inventory | In Operation | [15 empty] | GESCOM | HSEPL | Clean Solar Power Tumkur Private Limited | Skyfri |  |  |  | 0.062833
Chittapur | Chittapur_ICR4 | String | Chittapur_ICR4_INV2_SMB5_S11 | PV Module String | Chittapur_ICR4_INV2_SMB5 |  |  |  |  | 42 | Main Inventory | In Operation | [15 empty] | GESCOM | HSEPL | Clean Solar Power Tumkur Private Limited | Skyfri |  |  |  | 0.062833
Chittapur | Chittapur_ICR4 | String | Chittapur_ICR4_INV2_SMB5_S12 | PV Module String | Chittapur_ICR4_INV2_SMB5 |  |  |  |  | 42 | Main Inventory | In Operation | [15 empty] | GESCOM | HSEPL | Clean Solar Power Tumkur Private Limited | Skyfri |  |  |  | 0.062833
Chittapur | Chittapur_ICR4 | String | Chittapur_ICR4_INV2_SMB6_S1 | PV Module String | Chittapur_ICR4_INV2_SMB6 |  |  |  |  | 21 | Main Inventory | In Operation | [15 empty] | GESCOM | HSEPL | Clean Solar Power Tumkur Private Limited | Skyfri |  |  |  | 0.062833
Chittapur | Chittapur_ICR4 | String | Chittapur_ICR4_INV2_SMB6_S2 | PV Module String | Chittapur_ICR4_INV2_SMB6 |  |  |  |  | 21 | Main Inventory | In Operation | [15 empty] | GESCOM | HSEPL | Clean Solar Power Tumkur Private Limited | Skyfri |  |  |  | 0.062833
Chittapur | Chittapur_ICR4 | String | Chittapur_ICR4_INV2_SMB6_S3 | PV Module String | Chittapur_ICR4_INV2_SMB6 |  |  |  |  | 21 | Main Inventory | In Operation | [15 empty] | GESCOM | HSEPL | Clean Solar Power Tumkur Private Limited | Skyfri |  |  |  | 0.062833
Chittapur | Chittapur_ICR4 | String | Chittapur_ICR4_INV2_SMB6_S4 | PV Module String | Chittapur_ICR4_INV2_SMB6 |  |  |  |  | 21 | Main Inventory | In Operation | [15 empty] | GESCOM | HSEPL | Clean Solar Power Tumkur Private Limited | Skyfri |  |  |  | 0.062833
Chittapur | Chittapur_ICR4 | String | Chittapur_ICR4_INV2_SMB6_S5 | PV Module String | Chittapur_ICR4_INV2_SMB6 |  |  |  |  | 21 | Main Inventory | In Operation | [15 empty] | GESCOM | HSEPL | Clean Solar Power Tumkur Private Limited | Skyfri |  |  |  | 0.062833
Chittapur | Chittapur_ICR4 | String | Chittapur_ICR4_INV2_SMB6_S6 | PV Module String | Chittapur_ICR4_INV2_SMB6 |  |  |  |  | 21 | Main Inventory | In Operation | [15 empty] | GESCOM | HSEPL | Clean Solar Power Tumkur Private Limited | Skyfri |  |  |  | 0.062833
Chittapur | Chittapur_ICR4 | String | Chittapur_ICR4_INV2_SMB6_S7 | PV Module String | Chittapur_ICR4_INV2_SMB6 |  |  |  |  | 21 | Main Inventory | In Operation | [15 empty] | GESCOM | HSEPL | Clean Solar Power Tumkur Private Limited | Skyfri |  |  |  | 0.062833
Chittapur | Chittapur_ICR4 | String | Chittapur_ICR4_INV2_SMB6_S8 | PV Module String | Chittapur_ICR4_INV2_SMB6 |  |  |  |  | 21 | Main Inventory | In Operation | [15 empty] | GESCOM | HSEPL | Clean Solar Power Tumkur Private Limited | Skyfri |  |  |  | 0.062833
Chittapur | Chittapur_ICR4 | String | Chittapur_ICR4_INV2_SMB6_S9 | PV Module String | Chittapur_ICR4_INV2_SMB6 |  |  |  |  | 21 | Main Inventory | In Operation | [15 empty] | GESCOM | HSEPL | Clean Solar Power Tumkur Private Limited | Skyfri |  |  |  | 0.062833
Chittapur | Chittapur_ICR4 | String | Chittapur_ICR4_INV2_SMB6_S10 | PV Module String | Chittapur_ICR4_INV2_SMB6 |  |  |  |  | 21 | Main Inventory | In Operation | [15 empty] | GESCOM | HSEPL | Clean Solar Power Tumkur Private Limited | Skyfri |  |  |  | 0.062833
Chittapur | Chittapur_ICR4 | String | Chittapur_ICR4_INV2_SMB6_S11 | PV Module String | Chittapur_ICR4_INV2_SMB6 |  |  |  |  | 21 | Main Inventory | In Operation | [15 empty] | GESCOM | HSEPL | Clean Solar Power Tumkur Private Limited | Skyfri |  |  |  | 0.062833
Chittapur | Chittapur_ICR4 | String | Chittapur_ICR4_INV2_SMB6_S12 | PV Module String | Chittapur_ICR4_INV2_SMB6 |  |  |  |  | 21 | Main Inventory | In Operation | [15 empty] | GESCOM | HSEPL | Clean Solar Power Tumkur Private Limited | Skyfri |  |  |  | 0.062833
Chittapur | Chittapur_ICR4 | String | Chittapur_ICR4_INV2_SMB7_S1 | PV Module String | Chittapur_ICR4_INV2_SMB7 |  |  |  |  | 42 | Main Inventory | In Operation | [15 empty] | GESCOM | HSEPL | Clean Solar Power Tumkur Private Limited | Skyfri |  |  |  | 0.062833
Chittapur | Chittapur_ICR4 | String | Chittapur_ICR4_INV2_SMB7_S2 | PV Module String | Chittapur_ICR4_INV2_SMB7 |  |  |  |  | 42 | Main Inventory | In Operation | [15 empty] | GESCOM | HSEPL | Clean Solar Power Tumkur Private Limited | Skyfri |  |  |  | 0.062833
Chittapur | Chittapur_ICR4 | String | Chittapur_ICR4_INV2_SMB7_S3 | PV Module String | Chittapur_ICR4_INV2_SMB7 |  |  |  |  | 42 | Main Inventory | In Operation | [15 empty] | GESCOM | HSEPL | Clean Solar Power Tumkur Private Limited | Skyfri |  |  |  | 0.062833
Chittapur | Chittapur_ICR4 | String | Chittapur_ICR4_INV2_SMB7_S4 | PV Module String | Chittapur_ICR4_INV2_SMB7 |  |  |  |  | 42 | Main Inventory | In Operation | [15 empty] | GESCOM | HSEPL | Clean Solar Power Tumkur Private Limited | Skyfri |  |  |  | 0.062833
Chittapur | Chittapur_ICR4 | String | Chittapur_ICR4_INV2_SMB7_S5 | PV Module String | Chittapur_ICR4_INV2_SMB7 |  |  |  |  | 42 | Main Inventory | In Operation | [15 empty] | GESCOM | HSEPL | Clean Solar Power Tumkur Private Limited | Skyfri |  |  |  | 0.062833
Chittapur | Chittapur_ICR4 | String | Chittapur_ICR4_INV2_SMB7_S6 | PV Module String | Chittapur_ICR4_INV2_SMB7 |  |  |  |  | 42 | Main Inventory | In Operation | [15 empty] | GESCOM | HSEPL | Clean Solar Power Tumkur Private Limited | Skyfri |  |  |  | 0.062833
Chittapur | Chittapur_ICR4 | String | Chittapur_ICR4_INV2_SMB7_S7 | PV Module String | Chittapur_ICR4_INV2_SMB7 |  |  |  |  | 42 | Main Inventory | In Operation | [15 empty] | GESCOM | HSEPL | Clean Solar Power Tumkur Private Limited | Skyfri |  |  |  | 0.062833
Chittapur | Chittapur_ICR4 | String | Chittapur_ICR4_INV2_SMB7_S8 | PV Module String | Chittapur_ICR4_INV2_SMB7 |  |  |  |  | 42 | Main Inventory | In Operation | [15 empty] | GESCOM | HSEPL | Clean Solar Power Tumkur Private Limited | Skyfri |  |  |  | 0.062833
Chittapur | Chittapur_ICR4 | String | Chittapur_ICR4_INV2_SMB7_S9 | PV Module String | Chittapur_ICR4_INV2_SMB7 |  |  |  |  | 42 | Main Inventory | In Operation | [15 empty] | GESCOM | HSEPL | Clean Solar Power Tumkur Private Limited | Skyfri |  |  |  | 0.062833
Chittapur | Chittapur_ICR4 | String | Chittapur_ICR4_INV2_SMB7_S10 | PV Module String | Chittapur_ICR4_INV2_SMB7 |  |  |  |  | 42 | Main Inventory | In Operation | [15 empty] | GESCOM | HSEPL | Clean Solar Power Tumkur Private Limited | Skyfri |  |  |  | 0.062833
Chittapur | Chittapur_ICR4 | String | Chittapur_ICR4_INV2_SMB7_S11 | PV Module String | Chittapur_ICR4_INV2_SMB7 |  |  |  |  | 42 | Main Inventory | In Operation | [15 empty] | GESCOM | HSEPL | Clean Solar Power Tumkur Private Limited | Skyfri |  |  |  | 0.062833
Chittapur | Chittapur_ICR4 | String | Chittapur_ICR4_INV2_SMB7_S12 | PV Module String | Chittapur_ICR4_INV2_SMB7 |  |  |  |  | 42 | Main Inventory | In Operation | [15 empty] | GESCOM | HSEPL | Clean Solar Power Tumkur Private Limited | Skyfri |  |  |  | 0.062833
Chittapur | Chittapur_ICR4 | String | Chittapur_ICR4_INV2_SMB8_S1 | PV Module String | Chittapur_ICR4_INV2_SMB8 |  |  |  |  | 42 | Main Inventory | In Operation | [15 empty] | GESCOM | HSEPL | Clean Solar Power Tumkur Private Limited | Skyfri |  |  |  | 0.062833
Chittapur | Chittapur_ICR4 | String | Chittapur_ICR4_INV2_SMB8_S2 | PV Module String | Chittapur_ICR4_INV2_SMB8 |  |  |  |  | 42 | Main Inventory | In Operation | [15 empty] | GESCOM | HSEPL | Clean Solar Power Tumkur Private Limited | Skyfri |  |  |  | 0.062833
Chittapur | Chittapur_ICR4 | String | Chittapur_ICR4_INV2_SMB8_S3 | PV Module String | Chittapur_ICR4_INV2_SMB8 |  |  |  |  | 42 | Main Inventory | In Operation | [15 empty] | GESCOM | HSEPL | Clean Solar Power Tumkur Private Limited | Skyfri |  |  |  | 0.062833
Chittapur | Chittapur_ICR4 | String | Chittapur_ICR4_INV2_SMB8_S4 | PV Module String | Chittapur_ICR4_INV2_SMB8 |  |  |  |  | 42 | Main Inventory | In Operation | [15 empty] | GESCOM | HSEPL | Clean Solar Power Tumkur Private Limited | Skyfri |  |  |  | 0.062833
Chittapur | Chittapur_ICR4 | String | Chittapur_ICR4_INV2_SMB8_S5 | PV Module String | Chittapur_ICR4_INV2_SMB8 |  |  |  |  | 42 | Main Inventory | In Operation | [15 empty] | GESCOM | HSEPL | Clean Solar Power Tumkur Private Limited | Skyfri |  |  |  | 0.062833
Chittapur | Chittapur_ICR4 | String | Chittapur_ICR4_INV2_SMB8_S6 | PV Module String | Chittapur_ICR4_INV2_SMB8 |  |  |  |  | 42 | Main Inventory | In Operation | [15 empty] | GESCOM | HSEPL | Clean Solar Power Tumkur Private Limited | Skyfri |  |  |  | 0.062833
Chittapur | Chittapur_ICR4 | String | Chittapur_ICR4_INV2_SMB8_S7 | PV Module String | Chittapur_ICR4_INV2_SMB8 |  |  |  |  | 42 | Main Inventory | In Operation | [15 empty] | GESCOM | HSEPL | Clean Solar Power Tumkur Private Limited | Skyfri |  |  |  | 0.062833
Chittapur | Chittapur_ICR4 | String | Chittapur_ICR4_INV2_SMB8_S8 | PV Module String | Chittapur_ICR4_INV2_SMB8 |  |  |  |  | 42 | Main Inventory | In Operation | [15 empty] | GESCOM | HSEPL | Clean Solar Power Tumkur Private Limited | Skyfri |  |  |  | 0.062833
Chittapur | Chittapur_ICR4 | String | Chittapur_ICR4_INV2_SMB8_S9 | PV Module String | Chittapur_ICR4_INV2_SMB8 |  |  |  |  | 42 | Main Inventory | In Operation | [15 empty] | GESCOM | HSEPL | Clean Solar Power Tumkur Private Limited | Skyfri |  |  |  | 0.062833
Chittapur | Chittapur_ICR4 | String | Chittapur_ICR4_INV2_SMB8_S10 | PV Module String | Chittapur_ICR4_INV2_SMB8 |  |  |  |  | 42 | Main Inventory | In Operation | [15 empty] | GESCOM | HSEPL | Clean Solar Power Tumkur Private Limited | Skyfri |  |  |  | 0.062833
Chittapur | Chittapur_ICR4 | String | Chittapur_ICR4_INV2_SMB8_S11 | PV Module String | Chittapur_ICR4_INV2_SMB8 |  |  |  |  | 42 | Main Inventory | In Operation | [15 empty] | GESCOM | HSEPL | Clean Solar Power Tumkur Private Limited | Skyfri |  |  |  | 0.062833
Chittapur | Chittapur_ICR4 | String | Chittapur_ICR4_INV2_SMB8_S12 | PV Module String | Chittapur_ICR4_INV2_SMB8 |  |  |  |  | 42 | Main Inventory | In Operation | [15 empty] | GESCOM | HSEPL | Clean Solar Power Tumkur Private Limited | Skyfri |  |  |  | 0.062833
Chittapur | Chittapur_ICR4 | String | Chittapur_ICR4_INV3_SMB1_S1 | PV Module String | Chittapur_ICR4_INV3_SMB1 |  |  |  |  | 42 | Main Inventory | In Operation | [15 empty] | GESCOM | HSEPL | Clean Solar Power Tumkur Private Limited | Skyfri |  |  |  | 0.062833
Chittapur | Chittapur_ICR4 | String | Chittapur_ICR4_INV3_SMB1_S2 | PV Module String | Chittapur_ICR4_INV3_SMB1 |  |  |  |  | 42 | Main Inventory | In Operation | [15 empty] | GESCOM | HSEPL | Clean Solar Power Tumkur Private Limited | Skyfri |  |  |  | 0.062833
Chittapur | Chittapur_ICR4 | String | Chittapur_ICR4_INV3_SMB1_S3 | PV Module String | Chittapur_ICR4_INV3_SMB1 |  |  |  |  | 42 | Main Inventory | In Operation | [15 empty] | GESCOM | HSEPL | Clean Solar Power Tumkur Private Limited | Skyfri |  |  |  | 0.062833
Chittapur | Chittapur_ICR4 | String | Chittapur_ICR4_INV3_SMB1_S4 | PV Module String | Chittapur_ICR4_INV3_SMB1 |  |  |  |  | 42 | Main Inventory | In Operation | [15 empty] | GESCOM | HSEPL | Clean Solar Power Tumkur Private Limited | Skyfri |  |  |  | 0.062833
Chittapur | Chittapur_ICR4 | String | Chittapur_ICR4_INV3_SMB1_S5 | PV Module String | Chittapur_ICR4_INV3_SMB1 |  |  |  |  | 42 | Main Inventory | In Operation | [15 empty] | GESCOM | HSEPL | Clean Solar Power Tumkur Private Limited | Skyfri |  |  |  | 0.062833
Chittapur | Chittapur_ICR4 | String | Chittapur_ICR4_INV3_SMB1_S6 | PV Module String | Chittapur_ICR4_INV3_SMB1 |  |  |  |  | 42 | Main Inventory | In Operation | [15 empty] | GESCOM | HSEPL | Clean Solar Power Tumkur Private Limited | Skyfri |  |  |  | 0.062833
Chittapur | Chittapur_ICR4 | String | Chittapur_ICR4_INV3_SMB1_S7 | PV Module String | Chittapur_ICR4_INV3_SMB1 |  |  |  |  | 42 | Main Inventory | In Operation | [15 empty] | GESCOM | HSEPL | Clean Solar Power Tumkur Private Limited | Skyfri |  |  |  | 0.062833
Chittapur | Chittapur_ICR4 | String | Chittapur_ICR4_INV3_SMB1_S8 | PV Module String | Chittapur_ICR4_INV3_SMB1 |  |  |  |  | 42 | Main Inventory | In Operation | [15 empty] | GESCOM | HSEPL | Clean Solar Power Tumkur Private Limited | Skyfri |  |  |  | 0.062833
Chittapur | Chittapur_ICR4 | String | Chittapur_ICR4_INV3_SMB1_S9 | PV Module String | Chittapur_ICR4_INV3_SMB1 |  |  |  |  | 42 | Main Inventory | In Operation | [15 empty] | GESCOM | HSEPL | Clean Solar Power Tumkur Private Limited | Skyfri |  |  |  | 0.062833
Chittapur | Chittapur_ICR4 | String | Chittapur_ICR4_INV3_SMB1_S10 | PV Module String | Chittapur_ICR4_INV3_SMB1 |  |  |  |  | 42 | Main Inventory | In Operation | [15 empty] | GESCOM | HSEPL | Clean Solar Power Tumkur Private Limited | Skyfri |  |  |  | 0.062833
Chittapur | Chittapur_ICR4 | String | Chittapur_ICR4_INV3_SMB1_S11 | PV Module String | Chittapur_ICR4_INV3_SMB1 |  |  |  |  | 42 | Main Inventory | In Operation | [15 empty] | GESCOM | HSEPL | Clean Solar Power Tumkur Private Limited | Skyfri |  |  |  | 0.062833
Chittapur | Chittapur_ICR4 | String | Chittapur_ICR4_INV3_SMB1_S12 | PV Module String | Chittapur_ICR4_INV3_SMB1 |  |  |  |  | 42 | Main Inventory | In Operation | [15 empty] | GESCOM | HSEPL | Clean Solar Power Tumkur Private Limited | Skyfri |  |  |  | 0.062833
Chittapur | Chittapur_ICR4 | String | Chittapur_ICR4_INV3_SMB2_S1 | PV Module String | Chittapur_ICR4_INV3_SMB2 |  |  |  |  | 42 | Main Inventory | In Operation | [15 empty] | GESCOM | HSEPL | Clean Solar Power Tumkur Private Limited | Skyfri |  |  |  | 0.062833
Chittapur | Chittapur_ICR4 | String | Chittapur_ICR4_INV3_SMB2_S2 | PV Module String | Chittapur_ICR4_INV3_SMB2 |  |  |  |  | 42 | Main Inventory | In Operation | [15 empty] | GESCOM | HSEPL | Clean Solar Power Tumkur Private Limited | Skyfri |  |  |  | 0.062833
Chittapur | Chittapur_ICR4 | String | Chittapur_ICR4_INV3_SMB2_S3 | PV Module String | Chittapur_ICR4_INV3_SMB2 |  |  |  |  | 42 | Main Inventory | In Operation | [15 empty] | GESCOM | HSEPL | Clean Solar Power Tumkur Private Limited | Skyfri |  |  |  | 0.062833
Chittapur | Chittapur_ICR4 | String | Chittapur_ICR4_INV3_SMB2_S4 | PV Module String | Chittapur_ICR4_INV3_SMB2 |  |  |  |  | 42 | Main Inventory | In Operation | [15 empty] | GESCOM | HSEPL | Clean Solar Power Tumkur Private Limited | Skyfri |  |  |  | 0.062833
Chittapur | Chittapur_ICR4 | String | Chittapur_ICR4_INV3_SMB2_S5 | PV Module String | Chittapur_ICR4_INV3_SMB2 |  |  |  |  | 42 | Main Inventory | In Operation | [15 empty] | GESCOM | HSEPL | Clean Solar Power Tumkur Private Limited | Skyfri |  |  |  | 0.062833
Chittapur | Chittapur_ICR4 | String | Chittapur_ICR4_INV3_SMB2_S6 | PV Module String | Chittapur_ICR4_INV3_SMB2 |  |  |  |  | 42 | Main Inventory | In Operation | [15 empty] | GESCOM | HSEPL | Clean Solar Power Tumkur Private Limited | Skyfri |  |  |  | 0.062833
Chittapur | Chittapur_ICR4 | String | Chittapur_ICR4_INV3_SMB2_S7 | PV Module String | Chittapur_ICR4_INV3_SMB2 |  |  |  |  | 42 | Main Inventory | In Operation | [15 empty] | GESCOM | HSEPL | Clean Solar Power Tumkur Private Limited | Skyfri |  |  |  | 0.062833
Chittapur | Chittapur_ICR4 | String | Chittapur_ICR4_INV3_SMB2_S8 | PV Module String | Chittapur_ICR4_INV3_SMB2 |  |  |  |  | 42 | Main Inventory | In Operation | [15 empty] | GESCOM | HSEPL | Clean Solar Power Tumkur Private Limited | Skyfri |  |  |  | 0.062833
Chittapur | Chittapur_ICR4 | String | Chittapur_ICR4_INV3_SMB2_S9 | PV Module String | Chittapur_ICR4_INV3_SMB2 |  |  |  |  | 42 | Main Inventory | In Operation | [15 empty] | GESCOM | HSEPL | Clean Solar Power Tumkur Private Limited | Skyfri |  |  |  | 0.062833
Chittapur | Chittapur_ICR4 | String | Chittapur_ICR4_INV3_SMB2_S10 | PV Module String | Chittapur_ICR4_INV3_SMB2 |  |  |  |  | 42 | Main Inventory | In Operation | [15 empty] | GESCOM | HSEPL | Clean Solar Power Tumkur Private Limited | Skyfri |  |  |  | 0.062833
Chittapur | Chittapur_ICR4 | String | Chittapur_ICR4_INV3_SMB2_S11 | PV Module String | Chittapur_ICR4_INV3_SMB2 |  |  |  |  | 42 | Main Inventory | In Operation | [15 empty] | GESCOM | HSEPL | Clean Solar Power Tumkur Private Limited | Skyfri |  |  |  | 0.062833
Chittapur | Chittapur_ICR4 | String | Chittapur_ICR4_INV3_SMB2_S12 | PV Module String | Chittapur_ICR4_INV3_SMB2 |  |  |  |  | 42 | Main Inventory | In Operation | [15 empty] | GESCOM | HSEPL | Clean Solar Power Tumkur Private Limited | Skyfri |  |  |  | 0.062833
Chittapur | Chittapur_ICR4 | String | Chittapur_ICR4_INV3_SMB3_S1 | PV Module String | Chittapur_ICR4_INV3_SMB3 |  |  |  |  | 42 | Main Inventory | In Operation | [15 empty] | GESCOM | HSEPL | Clean Solar Power Tumkur Private Limited | Skyfri |  |  |  | 0.062833
Chittapur | Chittapur_ICR4 | String | Chittapur_ICR4_INV3_SMB3_S2 | PV Module String | Chittapur_ICR4_INV3_SMB3 |  |  |  |  | 42 | Main Inventory | In Operation | [15 empty] | GESCOM | HSEPL | Clean Solar Power Tumkur Private Limited | Skyfri |  |  |  | 0.062833
Chittapur | Chittapur_ICR4 | String | Chittapur_ICR4_INV3_SMB3_S3 | PV Module String | Chittapur_ICR4_INV3_SMB3 |  |  |  |  | 42 | Main Inventory | In Operation | [15 empty] | GESCOM | HSEPL | Clean Solar Power Tumkur Private Limited | Skyfri |  |  |  | 0.062833
Chittapur | Chittapur_ICR4 | String | Chittapur_ICR4_INV3_SMB3_S4 | PV Module String | Chittapur_ICR4_INV3_SMB3 |  |  |  |  | 42 | Main Inventory | In Operation | [15 empty] | GESCOM | HSEPL | Clean Solar Power Tumkur Private Limited | Skyfri |  |  |  | 0.062833
Chittapur | Chittapur_ICR4 | String | Chittapur_ICR4_INV3_SMB3_S5 | PV Module String | Chittapur_ICR4_INV3_SMB3 |  |  |  |  | 42 | Main Inventory | In Operation | [15 empty] | GESCOM | HSEPL | Clean Solar Power Tumkur Private Limited | Skyfri |  |  |  | 0.062833
Chittapur | Chittapur_ICR4 | String | Chittapur_ICR4_INV3_SMB3_S6 | PV Module String | Chittapur_ICR4_INV3_SMB3 |  |  |  |  | 42 | Main Inventory | In Operation | [15 empty] | GESCOM | HSEPL | Clean Solar Power Tumkur Private Limited | Skyfri |  |  |  | 0.062833
Chittapur | Chittapur_ICR4 | String | Chittapur_ICR4_INV3_SMB3_S7 | PV Module String | Chittapur_ICR4_INV3_SMB3 |  |  |  |  | 42 | Main Inventory | In Operation | [15 empty] | GESCOM | HSEPL | Clean Solar Power Tumkur Private Limited | Skyfri |  |  |  | 0.062833
Chittapur | Chittapur_ICR4 | String | Chittapur_ICR4_INV3_SMB3_S8 | PV Module String | Chittapur_ICR4_INV3_SMB3 |  |  |  |  | 42 | Main Inventory | In Operation | [15 empty] | GESCOM | HSEPL | Clean Solar Power Tumkur Private Limited | Skyfri |  |  |  | 0.062833
Chittapur | Chittapur_ICR4 | String | Chittapur_ICR4_INV3_SMB3_S9 | PV Module String | Chittapur_ICR4_INV3_SMB3 |  |  |  |  | 42 | Main Inventory | In Operation | [15 empty] | GESCOM | HSEPL | Clean Solar Power Tumkur Private Limited | Skyfri |  |  |  | 0.062833
Chittapur | Chittapur_ICR4 | String | Chittapur_ICR4_INV3_SMB3_S10 | PV Module String | Chittapur_ICR4_INV3_SMB3 |  |  |  |  | 42 | Main Inventory | In Operation | [15 empty] | GESCOM | HSEPL | Clean Solar Power Tumkur Private Limited | Skyfri |  |  |  | 0.062833
Chittapur | Chittapur_ICR4 | String | Chittapur_ICR4_INV3_SMB3_S11 | PV Module String | Chittapur_ICR4_INV3_SMB3 |  |  |  |  | 42 | Main Inventory | In Operation | [15 empty] | GESCOM | HSEPL | Clean Solar Power Tumkur Private Limited | Skyfri |  |  |  | 0.062833
Chittapur | Chittapur_ICR4 | String | Chittapur_ICR4_INV3_SMB3_S12 | PV Module String | Chittapur_ICR4_INV3_SMB3 |  |  |  |  | 42 | Main Inventory | In Operation | [15 empty] | GESCOM | HSEPL | Clean Solar Power Tumkur Private Limited | Skyfri |  |  |  | 0.062833
Chittapur | Chittapur_ICR4 | String | Chittapur_ICR4_INV3_SMB4_S1 | PV Module String | Chittapur_ICR4_INV3_SMB4 |  |  |  |  | 42 | Main Inventory | In Operation | [15 empty] | GESCOM | HSEPL | Clean Solar Power Tumkur Private Limited | Skyfri |  |  |  | 0.062833
Chittapur | Chittapur_ICR4 | String | Chittapur_ICR4_INV3_SMB4_S2 | PV Module String | Chittapur_ICR4_INV3_SMB4 |  |  |  |  | 42 | Main Inventory | In Operation | [15 empty] | GESCOM | HSEPL | Clean Solar Power Tumkur Private Limited | Skyfri |  |  |  | 0.062833
Chittapur | Chittapur_ICR4 | String | Chittapur_ICR4_INV3_SMB4_S3 | PV Module String | Chittapur_ICR4_INV3_SMB4 |  |  |  |  | 42 | Main Inventory | In Operation | [15 empty] | GESCOM | HSEPL | Clean Solar Power Tumkur Private Limited | Skyfri |  |  |  | 0.062833
Chittapur | Chittapur_ICR4 | String | Chittapur_ICR4_INV3_SMB4_S4 | PV Module String | Chittapur_ICR4_INV3_SMB4 |  |  |  |  | 42 | Main Inventory | In Operation | [15 empty] | GESCOM | HSEPL | Clean Solar Power Tumkur Private Limited | Skyfri |  |  |  | 0.062833
Chittapur | Chittapur_ICR4 | String | Chittapur_ICR4_INV3_SMB4_S5 | PV Module String | Chittapur_ICR4_INV3_SMB4 |  |  |  |  | 42 | Main Inventory | In Operation | [15 empty] | GESCOM | HSEPL | Clean Solar Power Tumkur Private Limited | Skyfri |  |  |  | 0.062833
Chittapur | Chittapur_ICR4 | String | Chittapur_ICR4_INV3_SMB4_S6 | PV Module String | Chittapur_ICR4_INV3_SMB4 |  |  |  |  | 42 | Main Inventory | In Operation | [15 empty] | GESCOM | HSEPL | Clean Solar Power Tumkur Private Limited | Skyfri |  |  |  | 0.062833
Chittapur | Chittapur_ICR4 | String | Chittapur_ICR4_INV3_SMB4_S7 | PV Module String | Chittapur_ICR4_INV3_SMB4 |  |  |  |  | 42 | Main Inventory | In Operation | [15 empty] | GESCOM | HSEPL | Clean Solar Power Tumkur Private Limited | Skyfri |  |  |  | 0.062833
Chittapur | Chittapur_ICR4 | String | Chittapur_ICR4_INV3_SMB4_S8 | PV Module String | Chittapur_ICR4_INV3_SMB4 |  |  |  |  | 42 | Main Inventory | In Operation | [15 empty] | GESCOM | HSEPL | Clean Solar Power Tumkur Private Limited | Skyfri |  |  |  | 0.062833
Chittapur | Chittapur_ICR4 | String | Chittapur_ICR4_INV3_SMB4_S9 | PV Module String | Chittapur_ICR4_INV3_SMB4 |  |  |  |  | 42 | Main Inventory | In Operation | [15 empty] | GESCOM | HSEPL | Clean Solar Power Tumkur Private Limited | Skyfri |  |  |  | 0.062833
Chittapur | Chittapur_ICR4 | String | Chittapur_ICR4_INV3_SMB4_S10 | PV Module String | Chittapur_ICR4_INV3_SMB4 |  |  |  |  | 42 | Main Inventory | In Operation | [15 empty] | GESCOM | HSEPL | Clean Solar Power Tumkur Private Limited | Skyfri |  |  |  | 0.062833
Chittapur | Chittapur_ICR4 | String | Chittapur_ICR4_INV3_SMB4_S11 | PV Module String | Chittapur_ICR4_INV3_SMB4 |  |  |  |  | 42 | Main Inventory | In Operation | [15 empty] | GESCOM | HSEPL | Clean Solar Power Tumkur Private Limited | Skyfri |  |  |  | 0.062833
Chittapur | Chittapur_ICR4 | String | Chittapur_ICR4_INV3_SMB4_S12 | PV Module String | Chittapur_ICR4_INV3_SMB4 |  |  |  |  | 42 | Main Inventory | In Operation | [15 empty] | GESCOM | HSEPL | Clean Solar Power Tumkur Private Limited | Skyfri |  |  |  | 0.062833
Chittapur | Chittapur_ICR4 | String | Chittapur_ICR4_INV3_SMB5_S1 | PV Module String | Chittapur_ICR4_INV3_SMB5 |  |  |  |  | 42 | Main Inventory | In Operation | [15 empty] | GESCOM | HSEPL | Clean Solar Power Tumkur Private Limited | Skyfri |  |  |  | 0.062833
Chittapur | Chittapur_ICR4 | String | Chittapur_ICR4_INV3_SMB5_S2 | PV Module String | Chittapur_ICR4_INV3_SMB5 |  |  |  |  | 42 | Main Inventory | In Operation | [15 empty] | GESCOM | HSEPL | Clean Solar Power Tumkur Private Limited | Skyfri |  |  |  | 0.062833
Chittapur | Chittapur_ICR4 | String | Chittapur_ICR4_INV3_SMB5_S3 | PV Module String | Chittapur_ICR4_INV3_SMB5 |  |  |  |  | 42 | Main Inventory | In Operation | [15 empty] | GESCOM | HSEPL | Clean Solar Power Tumkur Private Limited | Skyfri |  |  |  | 0.062833
Chittapur | Chittapur_ICR4 | String | Chittapur_ICR4_INV3_SMB5_S4 | PV Module String | Chittapur_ICR4_INV3_SMB5 |  |  |  |  | 42 | Main Inventory | In Operation | [15 empty] | GESCOM | HSEPL | Clean Solar Power Tumkur Private Limited | Skyfri |  |  |  | 0.062833
Chittapur | Chittapur_ICR4 | String | Chittapur_ICR4_INV3_SMB5_S5 | PV Module String | Chittapur_ICR4_INV3_SMB5 |  |  |  |  | 42 | Main Inventory | In Operation | [15 empty] | GESCOM | HSEPL | Clean Solar Power Tumkur Private Limited | Skyfri |  |  |  | 0.062833
Chittapur | Chittapur_ICR4 | String | Chittapur_ICR4_INV3_SMB5_S6 | PV Module String | Chittapur_ICR4_INV3_SMB5 |  |  |  |  | 42 | Main Inventory | In Operation | [15 empty] | GESCOM | HSEPL | Clean Solar Power Tumkur Private Limited | Skyfri |  |  |  | 0.062833
Chittapur | Chittapur_ICR4 | String | Chittapur_ICR4_INV3_SMB5_S7 | PV Module String | Chittapur_ICR4_INV3_SMB5 |  |  |  |  | 42 | Main Inventory | In Operation | [15 empty] | GESCOM | HSEPL | Clean Solar Power Tumkur Private Limited | Skyfri |  |  |  | 0.062833
Chittapur | Chittapur_ICR4 | String | Chittapur_ICR4_INV3_SMB5_S8 | PV Module String | Chittapur_ICR4_INV3_SMB5 |  |  |  |  | 42 | Main Inventory | In Operation | [15 empty] | GESCOM | HSEPL | Clean Solar Power Tumkur Private Limited | Skyfri |  |  |  | 0.062833
Chittapur | Chittapur_ICR4 | String | Chittapur_ICR4_INV3_SMB5_S9 | PV Module String | Chittapur_ICR4_INV3_SMB5 |  |  |  |  | 42 | Main Inventory | In Operation | [15 empty] | GESCOM | HSEPL | Clean Solar Power Tumkur Private Limited | Skyfri |  |  |  | 0.062833
Chittapur | Chittapur_ICR4 | String | Chittapur_ICR4_INV3_SMB5_S10 | PV Module String | Chittapur_ICR4_INV3_SMB5 |  |  |  |  | 42 | Main Inventory | In Operation | [15 empty] | GESCOM | HSEPL | Clean Solar Power Tumkur Private Limited | Skyfri |  |  |  | 0.062833
Chittapur | Chittapur_ICR4 | String | Chittapur_ICR4_INV3_SMB5_S11 | PV Module String | Chittapur_ICR4_INV3_SMB5 |  |  |  |  | 42 | Main Inventory | In Operation | [15 empty] | GESCOM | HSEPL | Clean Solar Power Tumkur Private Limited | Skyfri |  |  |  | 0.062833
Chittapur | Chittapur_ICR4 | String | Chittapur_ICR4_INV3_SMB5_S12 | PV Module String | Chittapur_ICR4_INV3_SMB5 |  |  |  |  | 42 | Main Inventory | In Operation | [15 empty] | GESCOM | HSEPL | Clean Solar Power Tumkur Private Limited | Skyfri |  |  |  | 0.062833
Chittapur | Chittapur_ICR4 | String | Chittapur_ICR4_INV3_SMB6_S1 | PV Module String | Chittapur_ICR4_INV3_SMB6 |  |  |  |  | 42 | Main Inventory | In Operation | [15 empty] | GESCOM | HSEPL | Clean Solar Power Tumkur Private Limited | Skyfri |  |  |  | 0.062833
Chittapur | Chittapur_ICR4 | String | Chittapur_ICR4_INV3_SMB6_S2 | PV Module String | Chittapur_ICR4_INV3_SMB6 |  |  |  |  | 42 | Main Inventory | In Operation | [15 empty] | GESCOM | HSEPL | Clean Solar Power Tumkur Private Limited | Skyfri |  |  |  | 0.062833
Chittapur | Chittapur_ICR4 | String | Chittapur_ICR4_INV3_SMB6_S3 | PV Module String | Chittapur_ICR4_INV3_SMB6 |  |  |  |  | 42 | Main Inventory | In Operation | [15 empty] | GESCOM | HSEPL | Clean Solar Power Tumkur Private Limited | Skyfri |  |  |  | 0.062833
Chittapur | Chittapur_ICR4 | String | Chittapur_ICR4_INV3_SMB6_S4 | PV Module String | Chittapur_ICR4_INV3_SMB6 |  |  |  |  | 42 | Main Inventory | In Operation | [15 empty] | GESCOM | HSEPL | Clean Solar Power Tumkur Private Limited | Skyfri |  |  |  | 0.062833
Chittapur | Chittapur_ICR4 | String | Chittapur_ICR4_INV3_SMB6_S5 | PV Module String | Chittapur_ICR4_INV3_SMB6 |  |  |  |  | 42 | Main Inventory | In Operation | [15 empty] | GESCOM | HSEPL | Clean Solar Power Tumkur Private Limited | Skyfri |  |  |  | 0.062833
Chittapur | Chittapur_ICR4 | String | Chittapur_ICR4_INV3_SMB6_S6 | PV Module String | Chittapur_ICR4_INV3_SMB6 |  |  |  |  | 42 | Main Inventory | In Operation | [15 empty] | GESCOM | HSEPL | Clean Solar Power Tumkur Private Limited | Skyfri |  |  |  | 0.062833
Chittapur | Chittapur_ICR4 | String | Chittapur_ICR4_INV3_SMB6_S7 | PV Module String | Chittapur_ICR4_INV3_SMB6 |  |  |  |  | 42 | Main Inventory | In Operation | [15 empty] | GESCOM | HSEPL | Clean Solar Power Tumkur Private Limited | Skyfri |  |  |  | 0.062833
Chittapur | Chittapur_ICR4 | String | Chittapur_ICR4_INV3_SMB6_S8 | PV Module String | Chittapur_ICR4_INV3_SMB6 |  |  |  |  | 42 | Main Inventory | In Operation | [15 empty] | GESCOM | HSEPL | Clean Solar Power Tumkur Private Limited | Skyfri |  |  |  | 0.062833
Chittapur | Chittapur_ICR4 | String | Chittapur_ICR4_INV3_SMB6_S9 | PV Module String | Chittapur_ICR4_INV3_SMB6 |  |  |  |  | 42 | Main Inventory | In Operation | [15 empty] | GESCOM | HSEPL | Clean Solar Power Tumkur Private Limited | Skyfri |  |  |  | 0.062833
Chittapur | Chittapur_ICR4 | String | Chittapur_ICR4_INV3_SMB6_S10 | PV Module String | Chittapur_ICR4_INV3_SMB6 |  |  |  |  | 42 | Main Inventory | In Operation | [15 empty] | GESCOM | HSEPL | Clean Solar Power Tumkur Private Limited | Skyfri |  |  |  | 0.062833
Chittapur | Chittapur_ICR4 | String | Chittapur_ICR4_INV3_SMB6_S11 | PV Module String | Chittapur_ICR4_INV3_SMB6 |  |  |  |  | 42 | Main Inventory | In Operation | [15 empty] | GESCOM | HSEPL | Clean Solar Power Tumkur Private Limited | Skyfri |  |  |  | 0.062833
Chittapur | Chittapur_ICR4 | String | Chittapur_ICR4_INV3_SMB6_S12 | PV Module String | Chittapur_ICR4_INV3_SMB6 |  |  |  |  | 42 | Main Inventory | In Operation | [15 empty] | GESCOM | HSEPL | Clean Solar Power Tumkur Private Limited | Skyfri |  |  |  | 0.062833
Chittapur | Chittapur_ICR4 | String | Chittapur_ICR4_INV3_SMB7_S1 | PV Module String | Chittapur_ICR4_INV3_SMB7 |  |  |  |  | 42 | Main Inventory | In Operation | [15 empty] | GESCOM | HSEPL | Clean Solar Power Tumkur Private Limited | Skyfri |  |  |  | 0.062833
Chittapur | Chittapur_ICR4 | String | Chittapur_ICR4_INV3_SMB7_S2 | PV Module String | Chittapur_ICR4_INV3_SMB7 |  |  |  |  | 42 | Main Inventory | In Operation | [15 empty] | GESCOM | HSEPL | Clean Solar Power Tumkur Private Limited | Skyfri |  |  |  | 0.062833
Chittapur | Chittapur_ICR4 | String | Chittapur_ICR4_INV3_SMB7_S3 | PV Module String | Chittapur_ICR4_INV3_SMB7 |  |  |  |  | 42 | Main Inventory | In Operation | [15 empty] | GESCOM | HSEPL | Clean Solar Power Tumkur Private Limited | Skyfri |  |  |  | 0.062833
Chittapur | Chittapur_ICR4 | String | Chittapur_ICR4_INV3_SMB7_S4 | PV Module String | Chittapur_ICR4_INV3_SMB7 |  |  |  |  | 42 | Main Inventory | In Operation | [15 empty] | GESCOM | HSEPL | Clean Solar Power Tumkur Private Limited | Skyfri |  |  |  | 0.062833
Chittapur | Chittapur_ICR4 | String | Chittapur_ICR4_INV3_SMB7_S5 | PV Module String | Chittapur_ICR4_INV3_SMB7 |  |  |  |  | 42 | Main Inventory | In Operation | [15 empty] | GESCOM | HSEPL | Clean Solar Power Tumkur Private Limited | Skyfri |  |  |  | 0.062833
Chittapur | Chittapur_ICR4 | String | Chittapur_ICR4_INV3_SMB7_S6 | PV Module String | Chittapur_ICR4_INV3_SMB7 |  |  |  |  | 42 | Main Inventory | In Operation | [15 empty] | GESCOM | HSEPL | Clean Solar Power Tumkur Private Limited | Skyfri |  |  |  | 0.062833
Chittapur | Chittapur_ICR4 | String | Chittapur_ICR4_INV3_SMB7_S7 | PV Module String | Chittapur_ICR4_INV3_SMB7 |  |  |  |  | 42 | Main Inventory | In Operation | [15 empty] | GESCOM | HSEPL | Clean Solar Power Tumkur Private Limited | Skyfri |  |  |  | 0.062833
Chittapur | Chittapur_ICR4 | String | Chittapur_ICR4_INV3_SMB7_S8 | PV Module String | Chittapur_ICR4_INV3_SMB7 |  |  |  |  | 42 | Main Inventory | In Operation | [15 empty] | GESCOM | HSEPL | Clean Solar Power Tumkur Private Limited | Skyfri |  |  |  | 0.062833
Chittapur | Chittapur_ICR4 | String | Chittapur_ICR4_INV3_SMB7_S9 | PV Module String | Chittapur_ICR4_INV3_SMB7 |  |  |  |  | 42 | Main Inventory | In Operation | [15 empty] | GESCOM | HSEPL | Clean Solar Power Tumkur Private Limited | Skyfri |  |  |  | 0.062833
Chittapur | Chittapur_ICR4 | String | Chittapur_ICR4_INV3_SMB7_S10 | PV Module String | Chittapur_ICR4_INV3_SMB7 |  |  |  |  | 42 | Main Inventory | In Operation | [15 empty] | GESCOM | HSEPL | Clean Solar Power Tumkur Private Limited | Skyfri |  |  |  | 0.062833
Chittapur | Chittapur_ICR4 | String | Chittapur_ICR4_INV3_SMB7_S11 | PV Module String | Chittapur_ICR4_INV3_SMB7 |  |  |  |  | 42 | Main Inventory | In Operation | [15 empty] | GESCOM | HSEPL | Clean Solar Power Tumkur Private Limited | Skyfri |  |  |  | 0.062833
Chittapur | Chittapur_ICR4 | String | Chittapur_ICR4_INV4_SMB1_S1 | PV Module String | Chittapur_ICR4_INV4_SMB1 |  |  |  |  | 42 | Main Inventory | In Operation | [15 empty] | GESCOM | HSEPL | Clean Solar Power Tumkur Private Limited | Skyfri |  |  |  | 0.062833
Chittapur | Chittapur_ICR4 | String | Chittapur_ICR4_INV4_SMB1_S2 | PV Module String | Chittapur_ICR4_INV4_SMB1 |  |  |  |  | 42 | Main Inventory | In Operation | [15 empty] | GESCOM | HSEPL | Clean Solar Power Tumkur Private Limited | Skyfri |  |  |  | 0.062833
Chittapur | Chittapur_ICR4 | String | Chittapur_ICR4_INV4_SMB1_S3 | PV Module String | Chittapur_ICR4_INV4_SMB1 |  |  |  |  | 42 | Main Inventory | In Operation | [15 empty] | GESCOM | HSEPL | Clean Solar Power Tumkur Private Limited | Skyfri |  |  |  | 0.062833
Chittapur | Chittapur_ICR4 | String | Chittapur_ICR4_INV4_SMB1_S4 | PV Module String | Chittapur_ICR4_INV4_SMB1 |  |  |  |  | 42 | Main Inventory | In Operation | [15 empty] | GESCOM | HSEPL | Clean Solar Power Tumkur Private Limited | Skyfri |  |  |  | 0.062833
Chittapur | Chittapur_ICR4 | String | Chittapur_ICR4_INV4_SMB1_S5 | PV Module String | Chittapur_ICR4_INV4_SMB1 |  |  |  |  | 42 | Main Inventory | In Operation | [15 empty] | GESCOM | HSEPL | Clean Solar Power Tumkur Private Limited | Skyfri |  |  |  | 0.062833
Chittapur | Chittapur_ICR4 | String | Chittapur_ICR4_INV4_SMB1_S6 | PV Module String | Chittapur_ICR4_INV4_SMB1 |  |  |  |  | 42 | Main Inventory | In Operation | [15 empty] | GESCOM | HSEPL | Clean Solar Power Tumkur Private Limited | Skyfri |  |  |  | 0.062833
Chittapur | Chittapur_ICR4 | String | Chittapur_ICR4_INV4_SMB1_S7 | PV Module String | Chittapur_ICR4_INV4_SMB1 |  |  |  |  | 42 | Main Inventory | In Operation | [15 empty] | GESCOM | HSEPL | Clean Solar Power Tumkur Private Limited | Skyfri |  |  |  | 0.062833
Chittapur | Chittapur_ICR4 | String | Chittapur_ICR4_INV4_SMB1_S8 | PV Module String | Chittapur_ICR4_INV4_SMB1 |  |  |  |  | 42 | Main Inventory | In Operation | [15 empty] | GESCOM | HSEPL | Clean Solar Power Tumkur Private Limited | Skyfri |  |  |  | 0.062833
Chittapur | Chittapur_ICR4 | String | Chittapur_ICR4_INV4_SMB1_S9 | PV Module String | Chittapur_ICR4_INV4_SMB1 |  |  |  |  | 42 | Main Inventory | In Operation | [15 empty] | GESCOM | HSEPL | Clean Solar Power Tumkur Private Limited | Skyfri |  |  |  | 0.062833
Chittapur | Chittapur_ICR4 | String | Chittapur_ICR4_INV4_SMB1_S10 | PV Module String | Chittapur_ICR4_INV4_SMB1 |  |  |  |  | 42 | Main Inventory | In Operation | [15 empty] | GESCOM | HSEPL | Clean Solar Power Tumkur Private Limited | Skyfri |  |  |  | 0.062833
Chittapur | Chittapur_ICR4 | String | Chittapur_ICR4_INV4_SMB1_S11 | PV Module String | Chittapur_ICR4_INV4_SMB1 |  |  |  |  | 42 | Main Inventory | In Operation | [15 empty] | GESCOM | HSEPL | Clean Solar Power Tumkur Private Limited | Skyfri |  |  |  | 0.062833
Chittapur | Chittapur_ICR4 | String | Chittapur_ICR4_INV4_SMB1_S12 | PV Module String | Chittapur_ICR4_INV4_SMB1 |  |  |  |  | 42 | Main Inventory | In Operation | [15 empty] | GESCOM | HSEPL | Clean Solar Power Tumkur Private Limited | Skyfri |  |  |  | 0.062833
Chittapur | Chittapur_ICR4 | String | Chittapur_ICR4_INV4_SMB1_S13 | PV Module String | Chittapur_ICR4_INV4_SMB1 |  |  |  |  | 42 | Main Inventory | In Operation | [15 empty] | GESCOM | HSEPL | Clean Solar Power Tumkur Private Limited | Skyfri |  |  |  | 0.062833
Chittapur | Chittapur_ICR4 | String | Chittapur_ICR4_INV4_SMB2_S1 | PV Module String | Chittapur_ICR4_INV4_SMB2 |  |  |  |  | 42 | Main Inventory | In Operation | [15 empty] | GESCOM | HSEPL | Clean Solar Power Tumkur Private Limited | Skyfri |  |  |  | 0.062833
Chittapur | Chittapur_ICR4 | String | Chittapur_ICR4_INV4_SMB2_S2 | PV Module String | Chittapur_ICR4_INV4_SMB2 |  |  |  |  | 42 | Main Inventory | In Operation | [15 empty] | GESCOM | HSEPL | Clean Solar Power Tumkur Private Limited | Skyfri |  |  |  | 0.062833
Chittapur | Chittapur_ICR4 | String | Chittapur_ICR4_INV4_SMB2_S3 | PV Module String | Chittapur_ICR4_INV4_SMB2 |  |  |  |  | 42 | Main Inventory | In Operation | [15 empty] | GESCOM | HSEPL | Clean Solar Power Tumkur Private Limited | Skyfri |  |  |  | 0.062833
Chittapur | Chittapur_ICR4 | String | Chittapur_ICR4_INV4_SMB2_S4 | PV Module String | Chittapur_ICR4_INV4_SMB2 |  |  |  |  | 42 | Main Inventory | In Operation | [15 empty] | GESCOM | HSEPL | Clean Solar Power Tumkur Private Limited | Skyfri |  |  |  | 0.062833
Chittapur | Chittapur_ICR4 | String | Chittapur_ICR4_INV4_SMB2_S5 | PV Module String | Chittapur_ICR4_INV4_SMB2 |  |  |  |  | 42 | Main Inventory | In Operation | [15 empty] | GESCOM | HSEPL | Clean Solar Power Tumkur Private Limited | Skyfri |  |  |  | 0.062833
Chittapur | Chittapur_ICR4 | String | Chittapur_ICR4_INV4_SMB2_S6 | PV Module String | Chittapur_ICR4_INV4_SMB2 |  |  |  |  | 42 | Main Inventory | In Operation | [15 empty] | GESCOM | HSEPL | Clean Solar Power Tumkur Private Limited | Skyfri |  |  |  | 0.062833
Chittapur | Chittapur_ICR4 | String | Chittapur_ICR4_INV4_SMB2_S7 | PV Module String | Chittapur_ICR4_INV4_SMB2 |  |  |  |  | 42 | Main Inventory | In Operation | [15 empty] | GESCOM | HSEPL | Clean Solar Power Tumkur Private Limited | Skyfri |  |  |  | 0.062833
Chittapur | Chittapur_ICR4 | String | Chittapur_ICR4_INV4_SMB2_S8 | PV Module String | Chittapur_ICR4_INV4_SMB2 |  |  |  |  | 42 | Main Inventory | In Operation | [15 empty] | GESCOM | HSEPL | Clean Solar Power Tumkur Private Limited | Skyfri |  |  |  | 0.062833
Chittapur | Chittapur_ICR4 | String | Chittapur_ICR4_INV4_SMB2_S9 | PV Module String | Chittapur_ICR4_INV4_SMB2 |  |  |  |  | 42 | Main Inventory | In Operation | [15 empty] | GESCOM | HSEPL | Clean Solar Power Tumkur Private Limited | Skyfri |  |  |  | 0.062833
Chittapur | Chittapur_ICR4 | String | Chittapur_ICR4_INV4_SMB2_S10 | PV Module String | Chittapur_ICR4_INV4_SMB2 |  |  |  |  | 42 | Main Inventory | In Operation | [15 empty] | GESCOM | HSEPL | Clean Solar Power Tumkur Private Limited | Skyfri |  |  |  | 0.062833
Chittapur | Chittapur_ICR4 | String | Chittapur_ICR4_INV4_SMB3_S1 | PV Module String | Chittapur_ICR4_INV4_SMB3 |  |  |  |  | 42 | Main Inventory | In Operation | [15 empty] | GESCOM | HSEPL | Clean Solar Power Tumkur Private Limited | Skyfri |  |  |  | 0.062833
Chittapur | Chittapur_ICR4 | String | Chittapur_ICR4_INV4_SMB3_S2 | PV Module String | Chittapur_ICR4_INV4_SMB3 |  |  |  |  | 42 | Main Inventory | In Operation | [15 empty] | GESCOM | HSEPL | Clean Solar Power Tumkur Private Limited | Skyfri |  |  |  | 0.062833
Chittapur | Chittapur_ICR4 | String | Chittapur_ICR4_INV4_SMB3_S3 | PV Module String | Chittapur_ICR4_INV4_SMB3 |  |  |  |  | 42 | Main Inventory | In Operation | [15 empty] | GESCOM | HSEPL | Clean Solar Power Tumkur Private Limited | Skyfri |  |  |  | 0.062833
Chittapur | Chittapur_ICR4 | String | Chittapur_ICR4_INV4_SMB3_S4 | PV Module String | Chittapur_ICR4_INV4_SMB3 |  |  |  |  | 42 | Main Inventory | In Operation | [15 empty] | GESCOM | HSEPL | Clean Solar Power Tumkur Private Limited | Skyfri |  |  |  | 0.062833
Chittapur | Chittapur_ICR4 | String | Chittapur_ICR4_INV4_SMB3_S5 | PV Module String | Chittapur_ICR4_INV4_SMB3 |  |  |  |  | 42 | Main Inventory | In Operation | [15 empty] | GESCOM | HSEPL | Clean Solar Power Tumkur Private Limited | Skyfri |  |  |  | 0.062833
Chittapur | Chittapur_ICR4 | String | Chittapur_ICR4_INV4_SMB3_S6 | PV Module String | Chittapur_ICR4_INV4_SMB3 |  |  |  |  | 42 | Main Inventory | In Operation | [15 empty] | GESCOM | HSEPL | Clean Solar Power Tumkur Private Limited | Skyfri |  |  |  | 0.062833
Chittapur | Chittapur_ICR4 | String | Chittapur_ICR4_INV4_SMB3_S7 | PV Module String | Chittapur_ICR4_INV4_SMB3 |  |  |  |  | 42 | Main Inventory | In Operation | [15 empty] | GESCOM | HSEPL | Clean Solar Power Tumkur Private Limited | Skyfri |  |  |  | 0.062833
Chittapur | Chittapur_ICR4 | String | Chittapur_ICR4_INV4_SMB3_S8 | PV Module String | Chittapur_ICR4_INV4_SMB3 |  |  |  |  | 42 | Main Inventory | In Operation | [15 empty] | GESCOM | HSEPL | Clean Solar Power Tumkur Private Limited | Skyfri |  |  |  | 0.062833
Chittapur | Chittapur_ICR4 | String | Chittapur_ICR4_INV4_SMB3_S9 | PV Module String | Chittapur_ICR4_INV4_SMB3 |  |  |  |  | 42 | Main Inventory | In Operation | [15 empty] | GESCOM | HSEPL | Clean Solar Power Tumkur Private Limited | Skyfri |  |  |  | 0.062833
Chittapur | Chittapur_ICR4 | String | Chittapur_ICR4_INV4_SMB3_S10 | PV Module String | Chittapur_ICR4_INV4_SMB3 |  |  |  |  | 42 | Main Inventory | In Operation | [15 empty] | GESCOM | HSEPL | Clean Solar Power Tumkur Private Limited | Skyfri |  |  |  | 0.062833
Chittapur | Chittapur_ICR4 | String | Chittapur_ICR4_INV4_SMB3_S11 | PV Module String | Chittapur_ICR4_INV4_SMB3 |  |  |  |  | 42 | Main Inventory | In Operation | [15 empty] | GESCOM | HSEPL | Clean Solar Power Tumkur Private Limited | Skyfri |  |  |  | 0.062833
Chittapur | Chittapur_ICR4 | String | Chittapur_ICR4_INV4_SMB3_S12 | PV Module String | Chittapur_ICR4_INV4_SMB3 |  |  |  |  | 42 | Main Inventory | In Operation | [15 empty] | GESCOM | HSEPL | Clean Solar Power Tumkur Private Limited | Skyfri |  |  |  | 0.062833
Chittapur | Chittapur_ICR4 | String | Chittapur_ICR4_INV4_SMB4_S1 | PV Module String | Chittapur_ICR4_INV4_SMB4 |  |  |  |  | 42 | Main Inventory | In Operation | [15 empty] | GESCOM | HSEPL | Clean Solar Power Tumkur Private Limited | Skyfri |  |  |  | 0.062833
Chittapur | Chittapur_ICR4 | String | Chittapur_ICR4_INV4_SMB4_S2 | PV Module String | Chittapur_ICR4_INV4_SMB4 |  |  |  |  | 42 | Main Inventory | In Operation | [15 empty] | GESCOM | HSEPL | Clean Solar Power Tumkur Private Limited | Skyfri |  |  |  | 0.062833
Chittapur | Chittapur_ICR4 | String | Chittapur_ICR4_INV4_SMB4_S3 | PV Module String | Chittapur_ICR4_INV4_SMB4 |  |  |  |  | 42 | Main Inventory | In Operation | [15 empty] | GESCOM | HSEPL | Clean Solar Power Tumkur Private Limited | Skyfri |  |  |  | 0.062833
Chittapur | Chittapur_ICR4 | String | Chittapur_ICR4_INV4_SMB4_S4 | PV Module String | Chittapur_ICR4_INV4_SMB4 |  |  |  |  | 42 | Main Inventory | In Operation | [15 empty] | GESCOM | HSEPL | Clean Solar Power Tumkur Private Limited | Skyfri |  |  |  | 0.062833
Chittapur | Chittapur_ICR4 | String | Chittapur_ICR4_INV4_SMB4_S5 | PV Module String | Chittapur_ICR4_INV4_SMB4 |  |  |  |  | 42 | Main Inventory | In Operation | [15 empty] | GESCOM | HSEPL | Clean Solar Power Tumkur Private Limited | Skyfri |  |  |  | 0.062833
Chittapur | Chittapur_ICR4 | String | Chittapur_ICR4_INV4_SMB4_S6 | PV Module String | Chittapur_ICR4_INV4_SMB4 |  |  |  |  | 42 | Main Inventory | In Operation | [15 empty] | GESCOM | HSEPL | Clean Solar Power Tumkur Private Limited | Skyfri |  |  |  | 0.062833
Chittapur | Chittapur_ICR4 | String | Chittapur_ICR4_INV4_SMB4_S7 | PV Module String | Chittapur_ICR4_INV4_SMB4 |  |  |  |  | 42 | Main Inventory | In Operation | [15 empty] | GESCOM | HSEPL | Clean Solar Power Tumkur Private Limited | Skyfri |  |  |  | 0.062833
Chittapur | Chittapur_ICR4 | String | Chittapur_ICR4_INV4_SMB4_S8 | PV Module String | Chittapur_ICR4_INV4_SMB4 |  |  |  |  | 42 | Main Inventory | In Operation | [15 empty] | GESCOM | HSEPL | Clean Solar Power Tumkur Private Limited | Skyfri |  |  |  | 0.062833
Chittapur | Chittapur_ICR4 | String | Chittapur_ICR4_INV4_SMB4_S9 | PV Module String | Chittapur_ICR4_INV4_SMB4 |  |  |  |  | 42 | Main Inventory | In Operation | [15 empty] | GESCOM | HSEPL | Clean Solar Power Tumkur Private Limited | Skyfri |  |  |  | 0.062833
Chittapur | Chittapur_ICR4 | String | Chittapur_ICR4_INV4_SMB4_S10 | PV Module String | Chittapur_ICR4_INV4_SMB4 |  |  |  |  | 42 | Main Inventory | In Operation | [15 empty] | GESCOM | HSEPL | Clean Solar Power Tumkur Private Limited | Skyfri |  |  |  | 0.062833
Chittapur | Chittapur_ICR4 | String | Chittapur_ICR4_INV4_SMB4_S11 | PV Module String | Chittapur_ICR4_INV4_SMB4 |  |  |  |  | 42 | Main Inventory | In Operation | [15 empty] | GESCOM | HSEPL | Clean Solar Power Tumkur Private Limited | Skyfri |  |  |  | 0.062833
Chittapur | Chittapur_ICR4 | String | Chittapur_ICR4_INV4_SMB4_S12 | PV Module String | Chittapur_ICR4_INV4_SMB4 |  |  |  |  | 42 | Main Inventory | In Operation | [15 empty] | GESCOM | HSEPL | Clean Solar Power Tumkur Private Limited | Skyfri |  |  |  | 0.062833
Chittapur | Chittapur_ICR4 | String | Chittapur_ICR4_INV4_SMB5_S1 | PV Module String | Chittapur_ICR4_INV4_SMB5 |  |  |  |  | 42 | Main Inventory | In Operation | [15 empty] | GESCOM | HSEPL | Clean Solar Power Tumkur Private Limited | Skyfri |  |  |  | 0.062833
Chittapur | Chittapur_ICR4 | String | Chittapur_ICR4_INV4_SMB5_S2 | PV Module String | Chittapur_ICR4_INV4_SMB5 |  |  |  |  | 42 | Main Inventory | In Operation | [15 empty] | GESCOM | HSEPL | Clean Solar Power Tumkur Private Limited | Skyfri |  |  |  | 0.062833
Chittapur | Chittapur_ICR4 | String | Chittapur_ICR4_INV4_SMB5_S3 | PV Module String | Chittapur_ICR4_INV4_SMB5 |  |  |  |  | 42 | Main Inventory | In Operation | [15 empty] | GESCOM | HSEPL | Clean Solar Power Tumkur Private Limited | Skyfri |  |  |  | 0.062833
Chittapur | Chittapur_ICR4 | String | Chittapur_ICR4_INV4_SMB5_S4 | PV Module String | Chittapur_ICR4_INV4_SMB5 |  |  |  |  | 42 | Main Inventory | In Operation | [15 empty] | GESCOM | HSEPL | Clean Solar Power Tumkur Private Limited | Skyfri |  |  |  | 0.062833
Chittapur | Chittapur_ICR4 | String | Chittapur_ICR4_INV4_SMB5_S5 | PV Module String | Chittapur_ICR4_INV4_SMB5 |  |  |  |  | 42 | Main Inventory | In Operation | [15 empty] | GESCOM | HSEPL | Clean Solar Power Tumkur Private Limited | Skyfri |  |  |  | 0.062833
Chittapur | Chittapur_ICR4 | String | Chittapur_ICR4_INV4_SMB5_S6 | PV Module String | Chittapur_ICR4_INV4_SMB5 |  |  |  |  | 42 | Main Inventory | In Operation | [15 empty] | GESCOM | HSEPL | Clean Solar Power Tumkur Private Limited | Skyfri |  |  |  | 0.062833
Chittapur | Chittapur_ICR4 | String | Chittapur_ICR4_INV4_SMB5_S7 | PV Module String | Chittapur_ICR4_INV4_SMB5 |  |  |  |  | 42 | Main Inventory | In Operation | [15 empty] | GESCOM | HSEPL | Clean Solar Power Tumkur Private Limited | Skyfri |  |  |  | 0.062833
Chittapur | Chittapur_ICR4 | String | Chittapur_ICR4_INV4_SMB5_S8 | PV Module String | Chittapur_ICR4_INV4_SMB5 |  |  |  |  | 42 | Main Inventory | In Operation | [15 empty] | GESCOM | HSEPL | Clean Solar Power Tumkur Private Limited | Skyfri |  |  |  | 0.062833
Chittapur | Chittapur_ICR4 | String | Chittapur_ICR4_INV4_SMB5_S9 | PV Module String | Chittapur_ICR4_INV4_SMB5 |  |  |  |  | 42 | Main Inventory | In Operation | [15 empty] | GESCOM | HSEPL | Clean Solar Power Tumkur Private Limited | Skyfri |  |  |  | 0.062833
Chittapur | Chittapur_ICR4 | String | Chittapur_ICR4_INV4_SMB5_S10 | PV Module String | Chittapur_ICR4_INV4_SMB5 |  |  |  |  | 42 | Main Inventory | In Operation | [15 empty] | GESCOM | HSEPL | Clean Solar Power Tumkur Private Limited | Skyfri |  |  |  | 0.062833
Chittapur | Chittapur_ICR4 | String | Chittapur_ICR4_INV4_SMB5_S11 | PV Module String | Chittapur_ICR4_INV4_SMB5 |  |  |  |  | 42 | Main Inventory | In Operation | [15 empty] | GESCOM | HSEPL | Clean Solar Power Tumkur Private Limited | Skyfri |  |  |  | 0.062833
Chittapur | Chittapur_ICR4 | String | Chittapur_ICR4_INV4_SMB5_S12 | PV Module String | Chittapur_ICR4_INV4_SMB5 |  |  |  |  | 42 | Main Inventory | In Operation | [15 empty] | GESCOM | HSEPL | Clean Solar Power Tumkur Private Limited | Skyfri |  |  |  | 0.062833
Chittapur | Chittapur_ICR4 | String | Chittapur_ICR4_INV4_SMB6_S1 | PV Module String | Chittapur_ICR4_INV4_SMB6 |  |  |  |  | 42 | Main Inventory | In Operation | [15 empty] | GESCOM | HSEPL | Clean Solar Power Tumkur Private Limited | Skyfri |  |  |  | 0.062833
Chittapur | Chittapur_ICR4 | String | Chittapur_ICR4_INV4_SMB6_S2 | PV Module String | Chittapur_ICR4_INV4_SMB6 |  |  |  |  | 42 | Main Inventory | In Operation | [15 empty] | GESCOM | HSEPL | Clean Solar Power Tumkur Private Limited | Skyfri |  |  |  | 0.062833
Chittapur | Chittapur_ICR4 | String | Chittapur_ICR4_INV4_SMB6_S3 | PV Module String | Chittapur_ICR4_INV4_SMB6 |  |  |  |  | 42 | Main Inventory | In Operation | [15 empty] | GESCOM | HSEPL | Clean Solar Power Tumkur Private Limited | Skyfri |  |  |  | 0.062833
Chittapur | Chittapur_ICR4 | String | Chittapur_ICR4_INV4_SMB6_S4 | PV Module String | Chittapur_ICR4_INV4_SMB6 |  |  |  |  | 42 | Main Inventory | In Operation | [15 empty] | GESCOM | HSEPL | Clean Solar Power Tumkur Private Limited | Skyfri |  |  |  | 0.062833
Chittapur | Chittapur_ICR4 | String | Chittapur_ICR4_INV4_SMB6_S5 | PV Module String | Chittapur_ICR4_INV4_SMB6 |  |  |  |  | 42 | Main Inventory | In Operation | [15 empty] | GESCOM | HSEPL | Clean Solar Power Tumkur Private Limited | Skyfri |  |  |  | 0.062833
Chittapur | Chittapur_ICR4 | String | Chittapur_ICR4_INV4_SMB6_S6 | PV Module String | Chittapur_ICR4_INV4_SMB6 |  |  |  |  | 42 | Main Inventory | In Operation | [15 empty] | GESCOM | HSEPL | Clean Solar Power Tumkur Private Limited | Skyfri |  |  |  | 0.062833
Chittapur | Chittapur_ICR4 | String | Chittapur_ICR4_INV4_SMB6_S7 | PV Module String | Chittapur_ICR4_INV4_SMB6 |  |  |  |  | 42 | Main Inventory | In Operation | [15 empty] | GESCOM | HSEPL | Clean Solar Power Tumkur Private Limited | Skyfri |  |  |  | 0.062833
Chittapur | Chittapur_ICR4 | String | Chittapur_ICR4_INV4_SMB6_S8 | PV Module String | Chittapur_ICR4_INV4_SMB6 |  |  |  |  | 42 | Main Inventory | In Operation | [15 empty] | GESCOM | HSEPL | Clean Solar Power Tumkur Private Limited | Skyfri |  |  |  | 0.062833
Chittapur | Chittapur_ICR4 | String | Chittapur_ICR4_INV4_SMB6_S9 | PV Module String | Chittapur_ICR4_INV4_SMB6 |  |  |  |  | 42 | Main Inventory | In Operation | [15 empty] | GESCOM | HSEPL | Clean Solar Power Tumkur Private Limited | Skyfri |  |  |  | 0.062833
Chittapur | Chittapur_ICR4 | String | Chittapur_ICR4_INV4_SMB6_S10 | PV Module String | Chittapur_ICR4_INV4_SMB6 |  |  |  |  | 42 | Main Inventory | In Operation | [15 empty] | GESCOM | HSEPL | Clean Solar Power Tumkur Private Limited | Skyfri |  |  |  | 0.062833
Chittapur | Chittapur_ICR4 | String | Chittapur_ICR4_INV4_SMB6_S11 | PV Module String | Chittapur_ICR4_INV4_SMB6 |  |  |  |  | 42 | Main Inventory | In Operation | [15 empty] | GESCOM | HSEPL | Clean Solar Power Tumkur Private Limited | Skyfri |  |  |  | 0.062833
Chittapur | Chittapur_ICR4 | String | Chittapur_ICR4_INV4_SMB6_S12 | PV Module String | Chittapur_ICR4_INV4_SMB6 |  |  |  |  | 42 | Main Inventory | In Operation | [15 empty] | GESCOM | HSEPL | Clean Solar Power Tumkur Private Limited | Skyfri |  |  |  | 0.062833
Chittapur | Chittapur_ICR4 | String | Chittapur_ICR4_INV4_SMB6_S13 | PV Module String | Chittapur_ICR4_INV4_SMB6 |  |  |  |  | 42 | Main Inventory | In Operation | [15 empty] | GESCOM | HSEPL | Clean Solar Power Tumkur Private Limited | Skyfri |  |  |  | 0.062833
Chittapur | Chittapur_ICR4 | String | Chittapur_ICR4_INV4_SMB6_S14 | PV Module String | Chittapur_ICR4_INV4_SMB6 |  |  |  |  | 42 | Main Inventory | In Operation | [15 empty] | GESCOM | HSEPL | Clean Solar Power Tumkur Private Limited | Skyfri |  |  |  | 0.062833
Chittapur | Chittapur_ICR4 | String | Chittapur_ICR4_INV4_SMB7_S1 | PV Module String | Chittapur_ICR4_INV4_SMB7 |  |  |  |  | 42 | Main Inventory | In Operation | [15 empty] | GESCOM | HSEPL | Clean Solar Power Tumkur Private Limited | Skyfri |  |  |  | 0.062833
Chittapur | Chittapur_ICR4 | String | Chittapur_ICR4_INV4_SMB7_S2 | PV Module String | Chittapur_ICR4_INV4_SMB7 |  |  |  |  | 42 | Main Inventory | In Operation | [15 empty] | GESCOM | HSEPL | Clean Solar Power Tumkur Private Limited | Skyfri |  |  |  | 0.062833
Chittapur | Chittapur_ICR4 | String | Chittapur_ICR4_INV4_SMB7_S3 | PV Module String | Chittapur_ICR4_INV4_SMB7 |  |  |  |  | 42 | Main Inventory | In Operation | [15 empty] | GESCOM | HSEPL | Clean Solar Power Tumkur Private Limited | Skyfri |  |  |  | 0.062833
Chittapur | Chittapur_ICR4 | String | Chittapur_ICR4_INV4_SMB7_S4 | PV Module String | Chittapur_ICR4_INV4_SMB7 |  |  |  |  | 42 | Main Inventory | In Operation | [15 empty] | GESCOM | HSEPL | Clean Solar Power Tumkur Private Limited | Skyfri |  |  |  | 0.062833
Chittapur | Chittapur_ICR4 | String | Chittapur_ICR4_INV4_SMB7_S5 | PV Module String | Chittapur_ICR4_INV4_SMB7 |  |  |  |  | 42 | Main Inventory | In Operation | [15 empty] | GESCOM | HSEPL | Clean Solar Power Tumkur Private Limited | Skyfri |  |  |  | 0.062833
Chittapur | Chittapur_ICR4 | String | Chittapur_ICR4_INV4_SMB7_S6 | PV Module String | Chittapur_ICR4_INV4_SMB7 |  |  |  |  | 42 | Main Inventory | In Operation | [15 empty] | GESCOM | HSEPL | Clean Solar Power Tumkur Private Limited | Skyfri |  |  |  | 0.062833
Chittapur | Chittapur_ICR4 | String | Chittapur_ICR4_INV4_SMB7_S7 | PV Module String | Chittapur_ICR4_INV4_SMB7 |  |  |  |  | 42 | Main Inventory | In Operation | [15 empty] | GESCOM | HSEPL | Clean Solar Power Tumkur Private Limited | Skyfri |  |  |  | 0.062833
Chittapur | Chittapur_ICR4 | String | Chittapur_ICR4_INV4_SMB7_S8 | PV Module String | Chittapur_ICR4_INV4_SMB7 |  |  |  |  | 42 | Main Inventory | In Operation | [15 empty] | GESCOM | HSEPL | Clean Solar Power Tumkur Private Limited | Skyfri |  |  |  | 0.062833
Chittapur | Chittapur_ICR4 | String | Chittapur_ICR4_INV4_SMB7_S9 | PV Module String | Chittapur_ICR4_INV4_SMB7 |  |  |  |  | 42 | Main Inventory | In Operation | [15 empty] | GESCOM | HSEPL | Clean Solar Power Tumkur Private Limited | Skyfri |  |  |  | 0.062833
Chittapur | Chittapur_ICR4 | String | Chittapur_ICR4_INV4_SMB7_S10 | PV Module String | Chittapur_ICR4_INV4_SMB7 |  |  |  |  | 42 | Main Inventory | In Operation | [15 empty] | GESCOM | HSEPL | Clean Solar Power Tumkur Private Limited | Skyfri |  |  |  | 0.062833
Chittapur | Chittapur_ICR4 | String | Chittapur_ICR4_INV4_SMB7_S11 | PV Module String | Chittapur_ICR4_INV4_SMB7 |  |  |  |  | 42 | Main Inventory | In Operation | [15 empty] | GESCOM | HSEPL | Clean Solar Power Tumkur Private Limited | Skyfri |  |  |  | 0.062833
Chittapur | Chittapur_ICR4 | String | Chittapur_ICR4_INV4_SMB7_S12 | PV Module String | Chittapur_ICR4_INV4_SMB7 |  |  |  |  | 42 | Main Inventory | In Operation | [15 empty] | GESCOM | HSEPL | Clean Solar Power Tumkur Private Limited | Skyfri |  |  |  | 0.062833
Chittapur | Chittapur_ICR4 | String | Chittapur_ICR4_INV4_SMB7_S13 | PV Module String | Chittapur_ICR4_INV4_SMB7 |  |  |  |  | 42 | Main Inventory | In Operation | [15 empty] | GESCOM | HSEPL | Clean Solar Power Tumkur Private Limited | Skyfri |  |  |  | 0.062833
Chittapur | Chittapur_ICR4 | String | Chittapur_ICR4_INV4_SMB7_S14 | PV Module String | Chittapur_ICR4_INV4_SMB7 |  |  |  |  | 42 | Main Inventory | In Operation | [15 empty] | GESCOM | HSEPL | Clean Solar Power Tumkur Private Limited | Skyfri |  |  |  | 0.062833
Chittapur | Chittapur_ICR5 | String | Chittapur_ICR5_INV1_SMB1_S1 | PV Module String | Chittapur_ICR5_INV1_SMB1 |  |  |  |  | 42 | Main Inventory | In Operation | [15 empty] | GESCOM | HSEPL | Clean Solar Power Tumkur Private Limited | Skyfri |  |  |  | 0.062833
Chittapur | Chittapur_ICR5 | String | Chittapur_ICR5_INV1_SMB1_S2 | PV Module String | Chittapur_ICR5_INV1_SMB1 |  |  |  |  | 42 | Main Inventory | In Operation | [15 empty] | GESCOM | HSEPL | Clean Solar Power Tumkur Private Limited | Skyfri |  |  |  | 0.062833
Chittapur | Chittapur_ICR5 | String | Chittapur_ICR5_INV1_SMB1_S3 | PV Module String | Chittapur_ICR5_INV1_SMB1 |  |  |  |  | 42 | Main Inventory | In Operation | [15 empty] | GESCOM | HSEPL | Clean Solar Power Tumkur Private Limited | Skyfri |  |  |  | 0.062833
Chittapur | Chittapur_ICR5 | String | Chittapur_ICR5_INV1_SMB1_S4 | PV Module String | Chittapur_ICR5_INV1_SMB1 |  |  |  |  | 42 | Main Inventory | In Operation | [15 empty] | GESCOM | HSEPL | Clean Solar Power Tumkur Private Limited | Skyfri |  |  |  | 0.062833
Chittapur | Chittapur_ICR5 | String | Chittapur_ICR5_INV1_SMB1_S5 | PV Module String | Chittapur_ICR5_INV1_SMB1 |  |  |  |  | 42 | Main Inventory | In Operation | [15 empty] | GESCOM | HSEPL | Clean Solar Power Tumkur Private Limited | Skyfri |  |  |  | 0.062833
Chittapur | Chittapur_ICR5 | String | Chittapur_ICR5_INV1_SMB1_S6 | PV Module String | Chittapur_ICR5_INV1_SMB1 |  |  |  |  | 42 | Main Inventory | In Operation | [15 empty] | GESCOM | HSEPL | Clean Solar Power Tumkur Private Limited | Skyfri |  |  |  | 0.062833
Chittapur | Chittapur_ICR5 | String | Chittapur_ICR5_INV1_SMB1_S7 | PV Module String | Chittapur_ICR5_INV1_SMB1 |  |  |  |  | 42 | Main Inventory | In Operation | [15 empty] | GESCOM | HSEPL | Clean Solar Power Tumkur Private Limited | Skyfri |  |  |  | 0.062833
Chittapur | Chittapur_ICR5 | String | Chittapur_ICR5_INV1_SMB1_S8 | PV Module String | Chittapur_ICR5_INV1_SMB1 |  |  |  |  | 42 | Main Inventory | In Operation | [15 empty] | GESCOM | HSEPL | Clean Solar Power Tumkur Private Limited | Skyfri |  |  |  | 0.062833
Chittapur | Chittapur_ICR5 | String | Chittapur_ICR5_INV1_SMB1_S9 | PV Module String | Chittapur_ICR5_INV1_SMB1 |  |  |  |  | 42 | Main Inventory | In Operation | [15 empty] | GESCOM | HSEPL | Clean Solar Power Tumkur Private Limited | Skyfri |  |  |  | 0.062833
Chittapur | Chittapur_ICR5 | String | Chittapur_ICR5_INV1_SMB1_S10 | PV Module String | Chittapur_ICR5_INV1_SMB1 |  |  |  |  | 42 | Main Inventory | In Operation | [15 empty] | GESCOM | HSEPL | Clean Solar Power Tumkur Private Limited | Skyfri |  |  |  | 0.062833
Chittapur | Chittapur_ICR5 | String | Chittapur_ICR5_INV1_SMB1_S11 | PV Module String | Chittapur_ICR5_INV1_SMB1 |  |  |  |  | 42 | Main Inventory | In Operation | [15 empty] | GESCOM | HSEPL | Clean Solar Power Tumkur Private Limited | Skyfri |  |  |  | 0.062833
Chittapur | Chittapur_ICR5 | String | Chittapur_ICR5_INV1_SMB1_S12 | PV Module String | Chittapur_ICR5_INV1_SMB1 |  |  |  |  | 42 | Main Inventory | In Operation | [15 empty] | GESCOM | HSEPL | Clean Solar Power Tumkur Private Limited | Skyfri |  |  |  | 0.062833
Chittapur | Chittapur_ICR5 | String | Chittapur_ICR5_INV1_SMB2_S1 | PV Module String | Chittapur_ICR5_INV1_SMB2 |  |  |  |  | 42 | Main Inventory | In Operation | [15 empty] | GESCOM | HSEPL | Clean Solar Power Tumkur Private Limited | Skyfri |  |  |  | 0.062833
Chittapur | Chittapur_ICR5 | String | Chittapur_ICR5_INV1_SMB2_S2 | PV Module String | Chittapur_ICR5_INV1_SMB2 |  |  |  |  | 42 | Main Inventory | In Operation | [15 empty] | GESCOM | HSEPL | Clean Solar Power Tumkur Private Limited | Skyfri |  |  |  | 0.062833
Chittapur | Chittapur_ICR5 | String | Chittapur_ICR5_INV1_SMB2_S3 | PV Module String | Chittapur_ICR5_INV1_SMB2 |  |  |  |  | 42 | Main Inventory | In Operation | [15 empty] | GESCOM | HSEPL | Clean Solar Power Tumkur Private Limited | Skyfri |  |  |  | 0.062833
Chittapur | Chittapur_ICR5 | String | Chittapur_ICR5_INV1_SMB2_S4 | PV Module String | Chittapur_ICR5_INV1_SMB2 |  |  |  |  | 42 | Main Inventory | In Operation | [15 empty] | GESCOM | HSEPL | Clean Solar Power Tumkur Private Limited | Skyfri |  |  |  | 0.062833
Chittapur | Chittapur_ICR5 | String | Chittapur_ICR5_INV1_SMB2_S5 | PV Module String | Chittapur_ICR5_INV1_SMB2 |  |  |  |  | 42 | Main Inventory | In Operation | [15 empty] | GESCOM | HSEPL | Clean Solar Power Tumkur Private Limited | Skyfri |  |  |  | 0.062833
Chittapur | Chittapur_ICR5 | String | Chittapur_ICR5_INV1_SMB2_S6 | PV Module String | Chittapur_ICR5_INV1_SMB2 |  |  |  |  | 42 | Main Inventory | In Operation | [15 empty] | GESCOM | HSEPL | Clean Solar Power Tumkur Private Limited | Skyfri |  |  |  | 0.062833
Chittapur | Chittapur_ICR5 | String | Chittapur_ICR5_INV1_SMB2_S7 | PV Module String | Chittapur_ICR5_INV1_SMB2 |  |  |  |  | 42 | Main Inventory | In Operation | [15 empty] | GESCOM | HSEPL | Clean Solar Power Tumkur Private Limited | Skyfri |  |  |  | 0.062833
Chittapur | Chittapur_ICR5 | String | Chittapur_ICR5_INV1_SMB2_S8 | PV Module String | Chittapur_ICR5_INV1_SMB2 |  |  |  |  | 42 | Main Inventory | In Operation | [15 empty] | GESCOM | HSEPL | Clean Solar Power Tumkur Private Limited | Skyfri |  |  |  | 0.062833
Chittapur | Chittapur_ICR5 | String | Chittapur_ICR5_INV1_SMB2_S9 | PV Module String | Chittapur_ICR5_INV1_SMB2 |  |  |  |  | 42 | Main Inventory | In Operation | [15 empty] | GESCOM | HSEPL | Clean Solar Power Tumkur Private Limited | Skyfri |  |  |  | 0.062833
Chittapur | Chittapur_ICR5 | String | Chittapur_ICR5_INV1_SMB2_S10 | PV Module String | Chittapur_ICR5_INV1_SMB2 |  |  |  |  | 42 | Main Inventory | In Operation | [15 empty] | GESCOM | HSEPL | Clean Solar Power Tumkur Private Limited | Skyfri |  |  |  | 0.062833
Chittapur | Chittapur_ICR5 | String | Chittapur_ICR5_INV1_SMB2_S11 | PV Module String | Chittapur_ICR5_INV1_SMB2 |  |  |  |  | 42 | Main Inventory | In Operation | [15 empty] | GESCOM | HSEPL | Clean Solar Power Tumkur Private Limited | Skyfri |  |  |  | 0.062833
Chittapur | Chittapur_ICR5 | String | Chittapur_ICR5_INV1_SMB2_S12 | PV Module String | Chittapur_ICR5_INV1_SMB2 |  |  |  |  | 42 | Main Inventory | In Operation | [15 empty] | GESCOM | HSEPL | Clean Solar Power Tumkur Private Limited | Skyfri |  |  |  | 0.062833
Chittapur | Chittapur_ICR5 | String | Chittapur_ICR5_INV1_SMB3_S1 | PV Module String | Chittapur_ICR5_INV1_SMB3 |  |  |  |  | 42 | Main Inventory | In Operation | [15 empty] | GESCOM | HSEPL | Clean Solar Power Tumkur Private Limited | Skyfri |  |  |  | 0.062833
Chittapur | Chittapur_ICR5 | String | Chittapur_ICR5_INV1_SMB3_S2 | PV Module String | Chittapur_ICR5_INV1_SMB3 |  |  |  |  | 42 | Main Inventory | In Operation | [15 empty] | GESCOM | HSEPL | Clean Solar Power Tumkur Private Limited | Skyfri |  |  |  | 0.062833
Chittapur | Chittapur_ICR5 | String | Chittapur_ICR5_INV1_SMB3_S3 | PV Module String | Chittapur_ICR5_INV1_SMB3 |  |  |  |  | 42 | Main Inventory | In Operation | [15 empty] | GESCOM | HSEPL | Clean Solar Power Tumkur Private Limited | Skyfri |  |  |  | 0.062833
Chittapur | Chittapur_ICR5 | String | Chittapur_ICR5_INV1_SMB3_S4 | PV Module String | Chittapur_ICR5_INV1_SMB3 |  |  |  |  | 42 | Main Inventory | In Operation | [15 empty] | GESCOM | HSEPL | Clean Solar Power Tumkur Private Limited | Skyfri |  |  |  | 0.062833
Chittapur | Chittapur_ICR5 | String | Chittapur_ICR5_INV1_SMB3_S5 | PV Module String | Chittapur_ICR5_INV1_SMB3 |  |  |  |  | 42 | Main Inventory | In Operation | [15 empty] | GESCOM | HSEPL | Clean Solar Power Tumkur Private Limited | Skyfri |  |  |  | 0.062833
Chittapur | Chittapur_ICR5 | String | Chittapur_ICR5_INV1_SMB3_S6 | PV Module String | Chittapur_ICR5_INV1_SMB3 |  |  |  |  | 42 | Main Inventory | In Operation | [15 empty] | GESCOM | HSEPL | Clean Solar Power Tumkur Private Limited | Skyfri |  |  |  | 0.062833
Chittapur | Chittapur_ICR5 | String | Chittapur_ICR5_INV1_SMB3_S7 | PV Module String | Chittapur_ICR5_INV1_SMB3 |  |  |  |  | 42 | Main Inventory | In Operation | [15 empty] | GESCOM | HSEPL | Clean Solar Power Tumkur Private Limited | Skyfri |  |  |  | 0.062833
Chittapur | Chittapur_ICR5 | String | Chittapur_ICR5_INV1_SMB3_S8 | PV Module String | Chittapur_ICR5_INV1_SMB3 |  |  |  |  | 42 | Main Inventory | In Operation | [15 empty] | GESCOM | HSEPL | Clean Solar Power Tumkur Private Limited | Skyfri |  |  |  | 0.062833
Chittapur | Chittapur_ICR5 | String | Chittapur_ICR5_INV1_SMB3_S9 | PV Module String | Chittapur_ICR5_INV1_SMB3 |  |  |  |  | 42 | Main Inventory | In Operation | [15 empty] | GESCOM | HSEPL | Clean Solar Power Tumkur Private Limited | Skyfri |  |  |  | 0.062833
Chittapur | Chittapur_ICR5 | String | Chittapur_ICR5_INV1_SMB3_S10 | PV Module String | Chittapur_ICR5_INV1_SMB3 |  |  |  |  | 42 | Main Inventory | In Operation | [15 empty] | GESCOM | HSEPL | Clean Solar Power Tumkur Private Limited | Skyfri |  |  |  | 0.062833
Chittapur | Chittapur_ICR5 | String | Chittapur_ICR5_INV1_SMB4_S1 | PV Module String | Chittapur_ICR5_INV1_SMB4 |  |  |  |  | 42 | Main Inventory | In Operation | [15 empty] | GESCOM | HSEPL | Clean Solar Power Tumkur Private Limited | Skyfri |  |  |  | 0.062833
Chittapur | Chittapur_ICR5 | String | Chittapur_ICR5_INV1_SMB4_S2 | PV Module String | Chittapur_ICR5_INV1_SMB4 |  |  |  |  | 42 | Main Inventory | In Operation | [15 empty] | GESCOM | HSEPL | Clean Solar Power Tumkur Private Limited | Skyfri |  |  |  | 0.062833
Chittapur | Chittapur_ICR5 | String | Chittapur_ICR5_INV1_SMB4_S3 | PV Module String | Chittapur_ICR5_INV1_SMB4 |  |  |  |  | 42 | Main Inventory | In Operation | [15 empty] | GESCOM | HSEPL | Clean Solar Power Tumkur Private Limited | Skyfri |  |  |  | 0.062833
Chittapur | Chittapur_ICR5 | String | Chittapur_ICR5_INV1_SMB4_S4 | PV Module String | Chittapur_ICR5_INV1_SMB4 |  |  |  |  | 42 | Main Inventory | In Operation | [15 empty] | GESCOM | HSEPL | Clean Solar Power Tumkur Private Limited | Skyfri |  |  |  | 0.062833
Chittapur | Chittapur_ICR5 | String | Chittapur_ICR5_INV1_SMB4_S5 | PV Module String | Chittapur_ICR5_INV1_SMB4 |  |  |  |  | 42 | Main Inventory | In Operation | [15 empty] | GESCOM | HSEPL | Clean Solar Power Tumkur Private Limited | Skyfri |  |  |  | 0.062833
Chittapur | Chittapur_ICR5 | String | Chittapur_ICR5_INV1_SMB4_S6 | PV Module String | Chittapur_ICR5_INV1_SMB4 |  |  |  |  | 42 | Main Inventory | In Operation | [15 empty] | GESCOM | HSEPL | Clean Solar Power Tumkur Private Limited | Skyfri |  |  |  | 0.062833
Chittapur | Chittapur_ICR5 | String | Chittapur_ICR5_INV1_SMB4_S7 | PV Module String | Chittapur_ICR5_INV1_SMB4 |  |  |  |  | 42 | Main Inventory | In Operation | [15 empty] | GESCOM | HSEPL | Clean Solar Power Tumkur Private Limited | Skyfri |  |  |  | 0.062833
Chittapur | Chittapur_ICR5 | String | Chittapur_ICR5_INV1_SMB4_S8 | PV Module String | Chittapur_ICR5_INV1_SMB4 |  |  |  |  | 42 | Main Inventory | In Operation | [15 empty] | GESCOM | HSEPL | Clean Solar Power Tumkur Private Limited | Skyfri |  |  |  | 0.062833
Chittapur | Chittapur_ICR5 | String | Chittapur_ICR5_INV1_SMB4_S9 | PV Module String | Chittapur_ICR5_INV1_SMB4 |  |  |  |  | 42 | Main Inventory | In Operation | [15 empty] | GESCOM | HSEPL | Clean Solar Power Tumkur Private Limited | Skyfri |  |  |  | 0.062833
Chittapur | Chittapur_ICR5 | String | Chittapur_ICR5_INV1_SMB4_S10 | PV Module String | Chittapur_ICR5_INV1_SMB4 |  |  |  |  | 42 | Main Inventory | In Operation | [15 empty] | GESCOM | HSEPL | Clean Solar Power Tumkur Private Limited | Skyfri |  |  |  | 0.062833
Chittapur | Chittapur_ICR5 | String | Chittapur_ICR5_INV1_SMB4_S11 | PV Module String | Chittapur_ICR5_INV1_SMB4 |  |  |  |  | 42 | Main Inventory | In Operation | [15 empty] | GESCOM | HSEPL | Clean Solar Power Tumkur Private Limited | Skyfri |  |  |  | 0.062833
Chittapur | Chittapur_ICR5 | String | Chittapur_ICR5_INV1_SMB4_S12 | PV Module String | Chittapur_ICR5_INV1_SMB4 |  |  |  |  | 42 | Main Inventory | In Operation | [15 empty] | GESCOM | HSEPL | Clean Solar Power Tumkur Private Limited | Skyfri |  |  |  | 0.062833
Chittapur | Chittapur_ICR5 | String | Chittapur_ICR5_INV1_SMB5_S1 | PV Module String | Chittapur_ICR5_INV1_SMB5 |  |  |  |  | 42 | Main Inventory | In Operation | [15 empty] | GESCOM | HSEPL | Clean Solar Power Tumkur Private Limited | Skyfri |  |  |  | 0.062833
Chittapur | Chittapur_ICR5 | String | Chittapur_ICR5_INV1_SMB5_S2 | PV Module String | Chittapur_ICR5_INV1_SMB5 |  |  |  |  | 42 | Main Inventory | In Operation | [15 empty] | GESCOM | HSEPL | Clean Solar Power Tumkur Private Limited | Skyfri |  |  |  | 0.062833
Chittapur | Chittapur_ICR5 | String | Chittapur_ICR5_INV1_SMB5_S3 | PV Module String | Chittapur_ICR5_INV1_SMB5 |  |  |  |  | 42 | Main Inventory | In Operation | [15 empty] | GESCOM | HSEPL | Clean Solar Power Tumkur Private Limited | Skyfri |  |  |  | 0.062833
Chittapur | Chittapur_ICR5 | String | Chittapur_ICR5_INV1_SMB5_S4 | PV Module String | Chittapur_ICR5_INV1_SMB5 |  |  |  |  | 42 | Main Inventory | In Operation | [15 empty] | GESCOM | HSEPL | Clean Solar Power Tumkur Private Limited | Skyfri |  |  |  | 0.062833
Chittapur | Chittapur_ICR5 | String | Chittapur_ICR5_INV1_SMB5_S5 | PV Module String | Chittapur_ICR5_INV1_SMB5 |  |  |  |  | 42 | Main Inventory | In Operation | [15 empty] | GESCOM | HSEPL | Clean Solar Power Tumkur Private Limited | Skyfri |  |  |  | 0.062833
Chittapur | Chittapur_ICR5 | String | Chittapur_ICR5_INV1_SMB5_S6 | PV Module String | Chittapur_ICR5_INV1_SMB5 |  |  |  |  | 42 | Main Inventory | In Operation | [15 empty] | GESCOM | HSEPL | Clean Solar Power Tumkur Private Limited | Skyfri |  |  |  | 0.062833
Chittapur | Chittapur_ICR5 | String | Chittapur_ICR5_INV1_SMB5_S7 | PV Module String | Chittapur_ICR5_INV1_SMB5 |  |  |  |  | 42 | Main Inventory | In Operation | [15 empty] | GESCOM | HSEPL | Clean Solar Power Tumkur Private Limited | Skyfri |  |  |  | 0.062833
Chittapur | Chittapur_ICR5 | String | Chittapur_ICR5_INV1_SMB5_S8 | PV Module String | Chittapur_ICR5_INV1_SMB5 |  |  |  |  | 42 | Main Inventory | In Operation | [15 empty] | GESCOM | HSEPL | Clean Solar Power Tumkur Private Limited | Skyfri |  |  |  | 0.062833
Chittapur | Chittapur_ICR5 | String | Chittapur_ICR5_INV1_SMB5_S9 | PV Module String | Chittapur_ICR5_INV1_SMB5 |  |  |  |  | 42 | Main Inventory | In Operation | [15 empty] | GESCOM | HSEPL | Clean Solar Power Tumkur Private Limited | Skyfri |  |  |  | 0.062833
Chittapur | Chittapur_ICR5 | String | Chittapur_ICR5_INV1_SMB5_S10 | PV Module String | Chittapur_ICR5_INV1_SMB5 |  |  |  |  | 42 | Main Inventory | In Operation | [15 empty] | GESCOM | HSEPL | Clean Solar Power Tumkur Private Limited | Skyfri |  |  |  | 0.062833
Chittapur | Chittapur_ICR5 | String | Chittapur_ICR5_INV1_SMB5_S11 | PV Module String | Chittapur_ICR5_INV1_SMB5 |  |  |  |  | 42 | Main Inventory | In Operation | [15 empty] | GESCOM | HSEPL | Clean Solar Power Tumkur Private Limited | Skyfri |  |  |  | 0.062833
Chittapur | Chittapur_ICR5 | String | Chittapur_ICR5_INV1_SMB5_S12 | PV Module String | Chittapur_ICR5_INV1_SMB5 |  |  |  |  | 42 | Main Inventory | In Operation | [15 empty] | GESCOM | HSEPL | Clean Solar Power Tumkur Private Limited | Skyfri |  |  |  | 0.062833
Chittapur | Chittapur_ICR5 | String | Chittapur_ICR5_INV1_SMB6_S1 | PV Module String | Chittapur_ICR5_INV1_SMB6 |  |  |  |  | 42 | Main Inventory | In Operation | [15 empty] | GESCOM | HSEPL | Clean Solar Power Tumkur Private Limited | Skyfri |  |  |  | 0.062833
Chittapur | Chittapur_ICR5 | String | Chittapur_ICR5_INV1_SMB6_S2 | PV Module String | Chittapur_ICR5_INV1_SMB6 |  |  |  |  | 42 | Main Inventory | In Operation | [15 empty] | GESCOM | HSEPL | Clean Solar Power Tumkur Private Limited | Skyfri |  |  |  | 0.062833
Chittapur | Chittapur_ICR5 | String | Chittapur_ICR5_INV1_SMB6_S3 | PV Module String | Chittapur_ICR5_INV1_SMB6 |  |  |  |  | 42 | Main Inventory | In Operation | [15 empty] | GESCOM | HSEPL | Clean Solar Power Tumkur Private Limited | Skyfri |  |  |  | 0.062833
Chittapur | Chittapur_ICR5 | String | Chittapur_ICR5_INV1_SMB6_S4 | PV Module String | Chittapur_ICR5_INV1_SMB6 |  |  |  |  | 42 | Main Inventory | In Operation | [15 empty] | GESCOM | HSEPL | Clean Solar Power Tumkur Private Limited | Skyfri |  |  |  | 0.062833
Chittapur | Chittapur_ICR5 | String | Chittapur_ICR5_INV1_SMB6_S5 | PV Module String | Chittapur_ICR5_INV1_SMB6 |  |  |  |  | 42 | Main Inventory | In Operation | [15 empty] | GESCOM | HSEPL | Clean Solar Power Tumkur Private Limited | Skyfri |  |  |  | 0.062833
Chittapur | Chittapur_ICR5 | String | Chittapur_ICR5_INV1_SMB6_S6 | PV Module String | Chittapur_ICR5_INV1_SMB6 |  |  |  |  | 42 | Main Inventory | In Operation | [15 empty] | GESCOM | HSEPL | Clean Solar Power Tumkur Private Limited | Skyfri |  |  |  | 0.062833
Chittapur | Chittapur_ICR5 | String | Chittapur_ICR5_INV1_SMB6_S7 | PV Module String | Chittapur_ICR5_INV1_SMB6 |  |  |  |  | 42 | Main Inventory | In Operation | [15 empty] | GESCOM | HSEPL | Clean Solar Power Tumkur Private Limited | Skyfri |  |  |  | 0.062833
Chittapur | Chittapur_ICR5 | String | Chittapur_ICR5_INV1_SMB6_S8 | PV Module String | Chittapur_ICR5_INV1_SMB6 |  |  |  |  | 42 | Main Inventory | In Operation | [15 empty] | GESCOM | HSEPL | Clean Solar Power Tumkur Private Limited | Skyfri |  |  |  | 0.062833
Chittapur | Chittapur_ICR5 | String | Chittapur_ICR5_INV1_SMB6_S9 | PV Module String | Chittapur_ICR5_INV1_SMB6 |  |  |  |  | 42 | Main Inventory | In Operation | [15 empty] | GESCOM | HSEPL | Clean Solar Power Tumkur Private Limited | Skyfri |  |  |  | 0.062833
Chittapur | Chittapur_ICR5 | String | Chittapur_ICR5_INV1_SMB6_S10 | PV Module String | Chittapur_ICR5_INV1_SMB6 |  |  |  |  | 42 | Main Inventory | In Operation | [15 empty] | GESCOM | HSEPL | Clean Solar Power Tumkur Private Limited | Skyfri |  |  |  | 0.062833
Chittapur | Chittapur_ICR5 | String | Chittapur_ICR5_INV1_SMB6_S11 | PV Module String | Chittapur_ICR5_INV1_SMB6 |  |  |  |  | 42 | Main Inventory | In Operation | [15 empty] | GESCOM | HSEPL | Clean Solar Power Tumkur Private Limited | Skyfri |  |  |  | 0.062833
Chittapur | Chittapur_ICR5 | String | Chittapur_ICR5_INV1_SMB6_S12 | PV Module String | Chittapur_ICR5_INV1_SMB6 |  |  |  |  | 42 | Main Inventory | In Operation | [15 empty] | GESCOM | HSEPL | Clean Solar Power Tumkur Private Limited | Skyfri |  |  |  | 0.062833
Chittapur | Chittapur_ICR5 | String | Chittapur_ICR5_INV1_SMB7_S1 | PV Module String | Chittapur_ICR5_INV1_SMB7 |  |  |  |  | 42 | Main Inventory | In Operation | [15 empty] | GESCOM | HSEPL | Clean Solar Power Tumkur Private Limited | Skyfri |  |  |  | 0.062833
Chittapur | Chittapur_ICR5 | String | Chittapur_ICR5_INV1_SMB7_S2 | PV Module String | Chittapur_ICR5_INV1_SMB7 |  |  |  |  | 42 | Main Inventory | In Operation | [15 empty] | GESCOM | HSEPL | Clean Solar Power Tumkur Private Limited | Skyfri |  |  |  | 0.062833
Chittapur | Chittapur_ICR5 | String | Chittapur_ICR5_INV1_SMB7_S3 | PV Module String | Chittapur_ICR5_INV1_SMB7 |  |  |  |  | 42 | Main Inventory | In Operation | [15 empty] | GESCOM | HSEPL | Clean Solar Power Tumkur Private Limited | Skyfri |  |  |  | 0.062833
Chittapur | Chittapur_ICR5 | String | Chittapur_ICR5_INV1_SMB7_S4 | PV Module String | Chittapur_ICR5_INV1_SMB7 |  |  |  |  | 42 | Main Inventory | In Operation | [15 empty] | GESCOM | HSEPL | Clean Solar Power Tumkur Private Limited | Skyfri |  |  |  | 0.062833
Chittapur | Chittapur_ICR5 | String | Chittapur_ICR5_INV1_SMB7_S5 | PV Module String | Chittapur_ICR5_INV1_SMB7 |  |  |  |  | 42 | Main Inventory | In Operation | [15 empty] | GESCOM | HSEPL | Clean Solar Power Tumkur Private Limited | Skyfri |  |  |  | 0.062833
Chittapur | Chittapur_ICR5 | String | Chittapur_ICR5_INV1_SMB7_S6 | PV Module String | Chittapur_ICR5_INV1_SMB7 |  |  |  |  | 42 | Main Inventory | In Operation | [15 empty] | GESCOM | HSEPL | Clean Solar Power Tumkur Private Limited | Skyfri |  |  |  | 0.062833
Chittapur | Chittapur_ICR5 | String | Chittapur_ICR5_INV1_SMB7_S7 | PV Module String | Chittapur_ICR5_INV1_SMB7 |  |  |  |  | 42 | Main Inventory | In Operation | [15 empty] | GESCOM | HSEPL | Clean Solar Power Tumkur Private Limited | Skyfri |  |  |  | 0.062833
Chittapur | Chittapur_ICR5 | String | Chittapur_ICR5_INV1_SMB7_S8 | PV Module String | Chittapur_ICR5_INV1_SMB7 |  |  |  |  | 42 | Main Inventory | In Operation | [15 empty] | GESCOM | HSEPL | Clean Solar Power Tumkur Private Limited | Skyfri |  |  |  | 0.062833
Chittapur | Chittapur_ICR5 | String | Chittapur_ICR5_INV1_SMB7_S9 | PV Module String | Chittapur_ICR5_INV1_SMB7 |  |  |  |  | 21 | Main Inventory | In Operation | [15 empty] | GESCOM | HSEPL | Clean Solar Power Tumkur Private Limited | Skyfri |  |  |  | 0.062833
Chittapur | Chittapur_ICR5 | String | Chittapur_ICR5_INV2_SMB1_S1 | PV Module String | Chittapur_ICR5_INV2_SMB1 |  |  |  |  | 42 | Main Inventory | In Operation | [15 empty] | GESCOM | HSEPL | Clean Solar Power Tumkur Private Limited | Skyfri |  |  |  | 0.062833
Chittapur | Chittapur_ICR5 | String | Chittapur_ICR5_INV2_SMB1_S2 | PV Module String | Chittapur_ICR5_INV2_SMB1 |  |  |  |  | 42 | Main Inventory | In Operation | [15 empty] | GESCOM | HSEPL | Clean Solar Power Tumkur Private Limited | Skyfri |  |  |  | 0.062833
Chittapur | Chittapur_ICR5 | String | Chittapur_ICR5_INV2_SMB1_S3 | PV Module String | Chittapur_ICR5_INV2_SMB1 |  |  |  |  | 42 | Main Inventory | In Operation | [15 empty] | GESCOM | HSEPL | Clean Solar Power Tumkur Private Limited | Skyfri |  |  |  | 0.062833
Chittapur | Chittapur_ICR5 | String | Chittapur_ICR5_INV2_SMB1_S4 | PV Module String | Chittapur_ICR5_INV2_SMB1 |  |  |  |  | 42 | Main Inventory | In Operation | [15 empty] | GESCOM | HSEPL | Clean Solar Power Tumkur Private Limited | Skyfri |  |  |  | 0.062833
Chittapur | Chittapur_ICR5 | String | Chittapur_ICR5_INV2_SMB1_S5 | PV Module String | Chittapur_ICR5_INV2_SMB1 |  |  |  |  | 42 | Main Inventory | In Operation | [15 empty] | GESCOM | HSEPL | Clean Solar Power Tumkur Private Limited | Skyfri |  |  |  | 0.062833
Chittapur | Chittapur_ICR5 | String | Chittapur_ICR5_INV2_SMB1_S6 | PV Module String | Chittapur_ICR5_INV2_SMB1 |  |  |  |  | 42 | Main Inventory | In Operation | [15 empty] | GESCOM | HSEPL | Clean Solar Power Tumkur Private Limited | Skyfri |  |  |  | 0.062833
Chittapur | Chittapur_ICR5 | String | Chittapur_ICR5_INV2_SMB1_S7 | PV Module String | Chittapur_ICR5_INV2_SMB1 |  |  |  |  | 42 | Main Inventory | In Operation | [15 empty] | GESCOM | HSEPL | Clean Solar Power Tumkur Private Limited | Skyfri |  |  |  | 0.062833
Chittapur | Chittapur_ICR5 | String | Chittapur_ICR5_INV2_SMB1_S8 | PV Module String | Chittapur_ICR5_INV2_SMB1 |  |  |  |  | 42 | Main Inventory | In Operation | [15 empty] | GESCOM | HSEPL | Clean Solar Power Tumkur Private Limited | Skyfri |  |  |  | 0.062833
Chittapur | Chittapur_ICR5 | String | Chittapur_ICR5_INV2_SMB1_S9 | PV Module String | Chittapur_ICR5_INV2_SMB1 |  |  |  |  | 42 | Main Inventory | In Operation | [15 empty] | GESCOM | HSEPL | Clean Solar Power Tumkur Private Limited | Skyfri |  |  |  | 0.062833
Chittapur | Chittapur_ICR5 | String | Chittapur_ICR5_INV2_SMB1_S10 | PV Module String | Chittapur_ICR5_INV2_SMB1 |  |  |  |  | 42 | Main Inventory | In Operation | [15 empty] | GESCOM | HSEPL | Clean Solar Power Tumkur Private Limited | Skyfri |  |  |  | 0.062833
Chittapur | Chittapur_ICR5 | String | Chittapur_ICR5_INV2_SMB1_S11 | PV Module String | Chittapur_ICR5_INV2_SMB1 |  |  |  |  | 42 | Main Inventory | In Operation | [15 empty] | GESCOM | HSEPL | Clean Solar Power Tumkur Private Limited | Skyfri |  |  |  | 0.062833
Chittapur | Chittapur_ICR5 | String | Chittapur_ICR5_INV2_SMB1_S12 | PV Module String | Chittapur_ICR5_INV2_SMB1 |  |  |  |  | 42 | Main Inventory | In Operation | [15 empty] | GESCOM | HSEPL | Clean Solar Power Tumkur Private Limited | Skyfri |  |  |  | 0.062833
Chittapur | Chittapur_ICR5 | String | Chittapur_ICR5_INV2_SMB2_S1 | PV Module String | Chittapur_ICR5_INV2_SMB2 |  |  |  |  | 42 | Main Inventory | In Operation | [15 empty] | GESCOM | HSEPL | Clean Solar Power Tumkur Private Limited | Skyfri |  |  |  | 0.062833
Chittapur | Chittapur_ICR5 | String | Chittapur_ICR5_INV2_SMB2_S2 | PV Module String | Chittapur_ICR5_INV2_SMB2 |  |  |  |  | 42 | Main Inventory | In Operation | [15 empty] | GESCOM | HSEPL | Clean Solar Power Tumkur Private Limited | Skyfri |  |  |  | 0.062833
Chittapur | Chittapur_ICR5 | String | Chittapur_ICR5_INV2_SMB2_S3 | PV Module String | Chittapur_ICR5_INV2_SMB2 |  |  |  |  | 42 | Main Inventory | In Operation | [15 empty] | GESCOM | HSEPL | Clean Solar Power Tumkur Private Limited | Skyfri |  |  |  | 0.062833
Chittapur | Chittapur_ICR5 | String | Chittapur_ICR5_INV2_SMB2_S4 | PV Module String | Chittapur_ICR5_INV2_SMB2 |  |  |  |  | 42 | Main Inventory | In Operation | [15 empty] | GESCOM | HSEPL | Clean Solar Power Tumkur Private Limited | Skyfri |  |  |  | 0.062833
Chittapur | Chittapur_ICR5 | String | Chittapur_ICR5_INV2_SMB2_S5 | PV Module String | Chittapur_ICR5_INV2_SMB2 |  |  |  |  | 42 | Main Inventory | In Operation | [15 empty] | GESCOM | HSEPL | Clean Solar Power Tumkur Private Limited | Skyfri |  |  |  | 0.062833
Chittapur | Chittapur_ICR5 | String | Chittapur_ICR5_INV2_SMB2_S6 | PV Module String | Chittapur_ICR5_INV2_SMB2 |  |  |  |  | 42 | Main Inventory | In Operation | [15 empty] | GESCOM | HSEPL | Clean Solar Power Tumkur Private Limited | Skyfri |  |  |  | 0.062833
Chittapur | Chittapur_ICR5 | String | Chittapur_ICR5_INV2_SMB2_S7 | PV Module String | Chittapur_ICR5_INV2_SMB2 |  |  |  |  | 42 | Main Inventory | In Operation | [15 empty] | GESCOM | HSEPL | Clean Solar Power Tumkur Private Limited | Skyfri |  |  |  | 0.062833
Chittapur | Chittapur_ICR5 | String | Chittapur_ICR5_INV2_SMB2_S8 | PV Module String | Chittapur_ICR5_INV2_SMB2 |  |  |  |  | 42 | Main Inventory | In Operation | [15 empty] | GESCOM | HSEPL | Clean Solar Power Tumkur Private Limited | Skyfri |  |  |  | 0.062833
Chittapur | Chittapur_ICR5 | String | Chittapur_ICR5_INV2_SMB2_S9 | PV Module String | Chittapur_ICR5_INV2_SMB2 |  |  |  |  | 42 | Main Inventory | In Operation | [15 empty] | GESCOM | HSEPL | Clean Solar Power Tumkur Private Limited | Skyfri |  |  |  | 0.062833
Chittapur | Chittapur_ICR5 | String | Chittapur_ICR5_INV2_SMB2_S10 | PV Module String | Chittapur_ICR5_INV2_SMB2 |  |  |  |  | 42 | Main Inventory | In Operation | [15 empty] | GESCOM | HSEPL | Clean Solar Power Tumkur Private Limited | Skyfri |  |  |  | 0.062833
Chittapur | Chittapur_ICR5 | String | Chittapur_ICR5_INV2_SMB2_S11 | PV Module String | Chittapur_ICR5_INV2_SMB2 |  |  |  |  | 42 | Main Inventory | In Operation | [15 empty] | GESCOM | HSEPL | Clean Solar Power Tumkur Private Limited | Skyfri |  |  |  | 0.062833
Chittapur | Chittapur_ICR5 | String | Chittapur_ICR5_INV2_SMB2_S12 | PV Module String | Chittapur_ICR5_INV2_SMB2 |  |  |  |  | 42 | Main Inventory | In Operation | [15 empty] | GESCOM | HSEPL | Clean Solar Power Tumkur Private Limited | Skyfri |  |  |  | 0.062833
Chittapur | Chittapur_ICR5 | String | Chittapur_ICR5_INV2_SMB3_S1 | PV Module String | Chittapur_ICR5_INV2_SMB3 |  |  |  |  | 42 | Main Inventory | In Operation | [15 empty] | GESCOM | HSEPL | Clean Solar Power Tumkur Private Limited | Skyfri |  |  |  | 0.062833
Chittapur | Chittapur_ICR5 | String | Chittapur_ICR5_INV2_SMB3_S2 | PV Module String | Chittapur_ICR5_INV2_SMB3 |  |  |  |  | 42 | Main Inventory | In Operation | [15 empty] | GESCOM | HSEPL | Clean Solar Power Tumkur Private Limited | Skyfri |  |  |  | 0.062833
Chittapur | Chittapur_ICR5 | String | Chittapur_ICR5_INV2_SMB3_S3 | PV Module String | Chittapur_ICR5_INV2_SMB3 |  |  |  |  | 42 | Main Inventory | In Operation | [15 empty] | GESCOM | HSEPL | Clean Solar Power Tumkur Private Limited | Skyfri |  |  |  | 0.062833
Chittapur | Chittapur_ICR5 | String | Chittapur_ICR5_INV2_SMB3_S4 | PV Module String | Chittapur_ICR5_INV2_SMB3 |  |  |  |  | 42 | Main Inventory | In Operation | [15 empty] | GESCOM | HSEPL | Clean Solar Power Tumkur Private Limited | Skyfri |  |  |  | 0.062833
Chittapur | Chittapur_ICR5 | String | Chittapur_ICR5_INV2_SMB3_S5 | PV Module String | Chittapur_ICR5_INV2_SMB3 |  |  |  |  | 42 | Main Inventory | In Operation | [15 empty] | GESCOM | HSEPL | Clean Solar Power Tumkur Private Limited | Skyfri |  |  |  | 0.062833
Chittapur | Chittapur_ICR5 | String | Chittapur_ICR5_INV2_SMB3_S6 | PV Module String | Chittapur_ICR5_INV2_SMB3 |  |  |  |  | 42 | Main Inventory | In Operation | [15 empty] | GESCOM | HSEPL | Clean Solar Power Tumkur Private Limited | Skyfri |  |  |  | 0.062833
Chittapur | Chittapur_ICR5 | String | Chittapur_ICR5_INV2_SMB3_S7 | PV Module String | Chittapur_ICR5_INV2_SMB3 |  |  |  |  | 42 | Main Inventory | In Operation | [15 empty] | GESCOM | HSEPL | Clean Solar Power Tumkur Private Limited | Skyfri |  |  |  | 0.062833
Chittapur | Chittapur_ICR5 | String | Chittapur_ICR5_INV2_SMB3_S8 | PV Module String | Chittapur_ICR5_INV2_SMB3 |  |  |  |  | 42 | Main Inventory | In Operation | [15 empty] | GESCOM | HSEPL | Clean Solar Power Tumkur Private Limited | Skyfri |  |  |  | 0.062833
Chittapur | Chittapur_ICR5 | String | Chittapur_ICR5_INV2_SMB3_S9 | PV Module String | Chittapur_ICR5_INV2_SMB3 |  |  |  |  | 42 | Main Inventory | In Operation | [15 empty] | GESCOM | HSEPL | Clean Solar Power Tumkur Private Limited | Skyfri |  |  |  | 0.062833
Chittapur | Chittapur_ICR5 | String | Chittapur_ICR5_INV2_SMB3_S10 | PV Module String | Chittapur_ICR5_INV2_SMB3 |  |  |  |  | 42 | Main Inventory | In Operation | [15 empty] | GESCOM | HSEPL | Clean Solar Power Tumkur Private Limited | Skyfri |  |  |  | 0.062833
Chittapur | Chittapur_ICR5 | String | Chittapur_ICR5_INV2_SMB3_S11 | PV Module String | Chittapur_ICR5_INV2_SMB3 |  |  |  |  | 42 | Main Inventory | In Operation | [15 empty] | GESCOM | HSEPL | Clean Solar Power Tumkur Private Limited | Skyfri |  |  |  | 0.062833
Chittapur | Chittapur_ICR5 | String | Chittapur_ICR5_INV2_SMB3_S12 | PV Module String | Chittapur_ICR5_INV2_SMB3 |  |  |  |  | 42 | Main Inventory | In Operation | [15 empty] | GESCOM | HSEPL | Clean Solar Power Tumkur Private Limited | Skyfri |  |  |  | 0.062833
Chittapur | Chittapur_ICR5 | String | Chittapur_ICR5_INV2_SMB4_S1 | PV Module String | Chittapur_ICR5_INV2_SMB4 |  |  |  |  | 42 | Main Inventory | In Operation | [15 empty] | GESCOM | HSEPL | Clean Solar Power Tumkur Private Limited | Skyfri |  |  |  | 0.062833
Chittapur | Chittapur_ICR5 | String | Chittapur_ICR5_INV2_SMB4_S2 | PV Module String | Chittapur_ICR5_INV2_SMB4 |  |  |  |  | 42 | Main Inventory | In Operation | [15 empty] | GESCOM | HSEPL | Clean Solar Power Tumkur Private Limited | Skyfri |  |  |  | 0.062833
Chittapur | Chittapur_ICR5 | String | Chittapur_ICR5_INV2_SMB4_S3 | PV Module String | Chittapur_ICR5_INV2_SMB4 |  |  |  |  | 42 | Main Inventory | In Operation | [15 empty] | GESCOM | HSEPL | Clean Solar Power Tumkur Private Limited | Skyfri |  |  |  | 0.062833
Chittapur | Chittapur_ICR5 | String | Chittapur_ICR5_INV2_SMB4_S4 | PV Module String | Chittapur_ICR5_INV2_SMB4 |  |  |  |  | 42 | Main Inventory | In Operation | [15 empty] | GESCOM | HSEPL | Clean Solar Power Tumkur Private Limited | Skyfri |  |  |  | 0.062833
Chittapur | Chittapur_ICR5 | String | Chittapur_ICR5_INV2_SMB4_S5 | PV Module String | Chittapur_ICR5_INV2_SMB4 |  |  |  |  | 42 | Main Inventory | In Operation | [15 empty] | GESCOM | HSEPL | Clean Solar Power Tumkur Private Limited | Skyfri |  |  |  | 0.062833
Chittapur | Chittapur_ICR5 | String | Chittapur_ICR5_INV2_SMB4_S6 | PV Module String | Chittapur_ICR5_INV2_SMB4 |  |  |  |  | 42 | Main Inventory | In Operation | [15 empty] | GESCOM | HSEPL | Clean Solar Power Tumkur Private Limited | Skyfri |  |  |  | 0.062833
Chittapur | Chittapur_ICR5 | String | Chittapur_ICR5_INV2_SMB4_S7 | PV Module String | Chittapur_ICR5_INV2_SMB4 |  |  |  |  | 42 | Main Inventory | In Operation | [15 empty] | GESCOM | HSEPL | Clean Solar Power Tumkur Private Limited | Skyfri |  |  |  | 0.062833
Chittapur | Chittapur_ICR5 | String | Chittapur_ICR5_INV2_SMB4_S8 | PV Module String | Chittapur_ICR5_INV2_SMB4 |  |  |  |  | 42 | Main Inventory | In Operation | [15 empty] | GESCOM | HSEPL | Clean Solar Power Tumkur Private Limited | Skyfri |  |  |  | 0.062833
Chittapur | Chittapur_ICR5 | String | Chittapur_ICR5_INV2_SMB5_S1 | PV Module String | Chittapur_ICR5_INV2_SMB5 |  |  |  |  | 42 | Main Inventory | In Operation | [15 empty] | GESCOM | HSEPL | Clean Solar Power Tumkur Private Limited | Skyfri |  |  |  | 0.062833
Chittapur | Chittapur_ICR5 | String | Chittapur_ICR5_INV2_SMB5_S2 | PV Module String | Chittapur_ICR5_INV2_SMB5 |  |  |  |  | 42 | Main Inventory | In Operation | [15 empty] | GESCOM | HSEPL | Clean Solar Power Tumkur Private Limited | Skyfri |  |  |  | 0.062833
Chittapur | Chittapur_ICR5 | String | Chittapur_ICR5_INV2_SMB5_S3 | PV Module String | Chittapur_ICR5_INV2_SMB5 |  |  |  |  | 42 | Main Inventory | In Operation | [15 empty] | GESCOM | HSEPL | Clean Solar Power Tumkur Private Limited | Skyfri |  |  |  | 0.062833
Chittapur | Chittapur_ICR5 | String | Chittapur_ICR5_INV2_SMB5_S4 | PV Module String | Chittapur_ICR5_INV2_SMB5 |  |  |  |  | 42 | Main Inventory | In Operation | [15 empty] | GESCOM | HSEPL | Clean Solar Power Tumkur Private Limited | Skyfri |  |  |  | 0.062833
Chittapur | Chittapur_ICR5 | String | Chittapur_ICR5_INV2_SMB5_S5 | PV Module String | Chittapur_ICR5_INV2_SMB5 |  |  |  |  | 42 | Main Inventory | In Operation | [15 empty] | GESCOM | HSEPL | Clean Solar Power Tumkur Private Limited | Skyfri |  |  |  | 0.062833
Chittapur | Chittapur_ICR5 | String | Chittapur_ICR5_INV2_SMB5_S6 | PV Module String | Chittapur_ICR5_INV2_SMB5 |  |  |  |  | 42 | Main Inventory | In Operation | [15 empty] | GESCOM | HSEPL | Clean Solar Power Tumkur Private Limited | Skyfri |  |  |  | 0.062833
Chittapur | Chittapur_ICR5 | String | Chittapur_ICR5_INV2_SMB5_S7 | PV Module String | Chittapur_ICR5_INV2_SMB5 |  |  |  |  | 42 | Main Inventory | In Operation | [15 empty] | GESCOM | HSEPL | Clean Solar Power Tumkur Private Limited | Skyfri |  |  |  | 0.062833
Chittapur | Chittapur_ICR5 | String | Chittapur_ICR5_INV2_SMB5_S8 | PV Module String | Chittapur_ICR5_INV2_SMB5 |  |  |  |  | 42 | Main Inventory | In Operation | [15 empty] | GESCOM | HSEPL | Clean Solar Power Tumkur Private Limited | Skyfri |  |  |  | 0.062833
Chittapur | Chittapur_ICR5 | String | Chittapur_ICR5_INV2_SMB5_S9 | PV Module String | Chittapur_ICR5_INV2_SMB5 |  |  |  |  | 42 | Main Inventory | In Operation | [15 empty] | GESCOM | HSEPL | Clean Solar Power Tumkur Private Limited | Skyfri |  |  |  | 0.062833
Chittapur | Chittapur_ICR5 | String | Chittapur_ICR5_INV2_SMB5_S10 | PV Module String | Chittapur_ICR5_INV2_SMB5 |  |  |  |  | 42 | Main Inventory | In Operation | [15 empty] | GESCOM | HSEPL | Clean Solar Power Tumkur Private Limited | Skyfri |  |  |  | 0.062833
Chittapur | Chittapur_ICR5 | String | Chittapur_ICR5_INV2_SMB5_S11 | PV Module String | Chittapur_ICR5_INV2_SMB5 |  |  |  |  | 42 | Main Inventory | In Operation | [15 empty] | GESCOM | HSEPL | Clean Solar Power Tumkur Private Limited | Skyfri |  |  |  | 0.062833
Chittapur | Chittapur_ICR5 | String | Chittapur_ICR5_INV2_SMB5_S12 | PV Module String | Chittapur_ICR5_INV2_SMB5 |  |  |  |  | 42 | Main Inventory | In Operation | [15 empty] | GESCOM | HSEPL | Clean Solar Power Tumkur Private Limited | Skyfri |  |  |  | 0.062833
Chittapur | Chittapur_ICR5 | String | Chittapur_ICR5_INV2_SMB6_S1 | PV Module String | Chittapur_ICR5_INV2_SMB6 |  |  |  |  | 42 | Main Inventory | In Operation | [15 empty] | GESCOM | HSEPL | Clean Solar Power Tumkur Private Limited | Skyfri |  |  |  | 0.062833
Chittapur | Chittapur_ICR5 | String | Chittapur_ICR5_INV2_SMB6_S2 | PV Module String | Chittapur_ICR5_INV2_SMB6 |  |  |  |  | 42 | Main Inventory | In Operation | [15 empty] | GESCOM | HSEPL | Clean Solar Power Tumkur Private Limited | Skyfri |  |  |  | 0.062833
Chittapur | Chittapur_ICR5 | String | Chittapur_ICR5_INV2_SMB6_S3 | PV Module String | Chittapur_ICR5_INV2_SMB6 |  |  |  |  | 42 | Main Inventory | In Operation | [15 empty] | GESCOM | HSEPL | Clean Solar Power Tumkur Private Limited | Skyfri |  |  |  | 0.062833
Chittapur | Chittapur_ICR5 | String | Chittapur_ICR5_INV2_SMB6_S4 | PV Module String | Chittapur_ICR5_INV2_SMB6 |  |  |  |  | 42 | Main Inventory | In Operation | [15 empty] | GESCOM | HSEPL | Clean Solar Power Tumkur Private Limited | Skyfri |  |  |  | 0.062833
Chittapur | Chittapur_ICR5 | String | Chittapur_ICR5_INV2_SMB6_S5 | PV Module String | Chittapur_ICR5_INV2_SMB6 |  |  |  |  | 42 | Main Inventory | In Operation | [15 empty] | GESCOM | HSEPL | Clean Solar Power Tumkur Private Limited | Skyfri |  |  |  | 0.062833
Chittapur | Chittapur_ICR5 | String | Chittapur_ICR5_INV2_SMB6_S6 | PV Module String | Chittapur_ICR5_INV2_SMB6 |  |  |  |  | 42 | Main Inventory | In Operation | [15 empty] | GESCOM | HSEPL | Clean Solar Power Tumkur Private Limited | Skyfri |  |  |  | 0.062833
Chittapur | Chittapur_ICR5 | String | Chittapur_ICR5_INV2_SMB6_S7 | PV Module String | Chittapur_ICR5_INV2_SMB6 |  |  |  |  | 42 | Main Inventory | In Operation | [15 empty] | GESCOM | HSEPL | Clean Solar Power Tumkur Private Limited | Skyfri |  |  |  | 0.062833
Chittapur | Chittapur_ICR5 | String | Chittapur_ICR5_INV2_SMB6_S8 | PV Module String | Chittapur_ICR5_INV2_SMB6 |  |  |  |  | 42 | Main Inventory | In Operation | [15 empty] | GESCOM | HSEPL | Clean Solar Power Tumkur Private Limited | Skyfri |  |  |  | 0.062833
Chittapur | Chittapur_ICR5 | String | Chittapur_ICR5_INV2_SMB6_S9 | PV Module String | Chittapur_ICR5_INV2_SMB6 |  |  |  |  | 42 | Main Inventory | In Operation | [15 empty] | GESCOM | HSEPL | Clean Solar Power Tumkur Private Limited | Skyfri |  |  |  | 0.062833
Chittapur | Chittapur_ICR5 | String | Chittapur_ICR5_INV2_SMB6_S10 | PV Module String | Chittapur_ICR5_INV2_SMB6 |  |  |  |  | 42 | Main Inventory | In Operation | [15 empty] | GESCOM | HSEPL | Clean Solar Power Tumkur Private Limited | Skyfri |  |  |  | 0.062833
Chittapur | Chittapur_ICR5 | String | Chittapur_ICR5_INV2_SMB6_S11 | PV Module String | Chittapur_ICR5_INV2_SMB6 |  |  |  |  | 42 | Main Inventory | In Operation | [15 empty] | GESCOM | HSEPL | Clean Solar Power Tumkur Private Limited | Skyfri |  |  |  | 0.062833
Chittapur | Chittapur_ICR5 | String | Chittapur_ICR5_INV2_SMB6_S12 | PV Module String | Chittapur_ICR5_INV2_SMB6 |  |  |  |  | 42 | Main Inventory | In Operation | [15 empty] | GESCOM | HSEPL | Clean Solar Power Tumkur Private Limited | Skyfri |  |  |  | 0.062833
Chittapur | Chittapur_ICR5 | String | Chittapur_ICR5_INV2_SMB7_S1 | PV Module String | Chittapur_ICR5_INV2_SMB7 |  |  |  |  | 42 | Main Inventory | In Operation | [15 empty] | GESCOM | HSEPL | Clean Solar Power Tumkur Private Limited | Skyfri |  |  |  | 0.062833
Chittapur | Chittapur_ICR5 | String | Chittapur_ICR5_INV2_SMB7_S2 | PV Module String | Chittapur_ICR5_INV2_SMB7 |  |  |  |  | 42 | Main Inventory | In Operation | [15 empty] | GESCOM | HSEPL | Clean Solar Power Tumkur Private Limited | Skyfri |  |  |  | 0.062833
Chittapur | Chittapur_ICR5 | String | Chittapur_ICR5_INV2_SMB7_S3 | PV Module String | Chittapur_ICR5_INV2_SMB7 |  |  |  |  | 42 | Main Inventory | In Operation | [15 empty] | GESCOM | HSEPL | Clean Solar Power Tumkur Private Limited | Skyfri |  |  |  | 0.062833
Chittapur | Chittapur_ICR5 | String | Chittapur_ICR5_INV2_SMB7_S4 | PV Module String | Chittapur_ICR5_INV2_SMB7 |  |  |  |  | 42 | Main Inventory | In Operation | [15 empty] | GESCOM | HSEPL | Clean Solar Power Tumkur Private Limited | Skyfri |  |  |  | 0.062833
Chittapur | Chittapur_ICR5 | String | Chittapur_ICR5_INV2_SMB7_S5 | PV Module String | Chittapur_ICR5_INV2_SMB7 |  |  |  |  | 42 | Main Inventory | In Operation | [15 empty] | GESCOM | HSEPL | Clean Solar Power Tumkur Private Limited | Skyfri |  |  |  | 0.062833
Chittapur | Chittapur_ICR5 | String | Chittapur_ICR5_INV2_SMB7_S6 | PV Module String | Chittapur_ICR5_INV2_SMB7 |  |  |  |  | 42 | Main Inventory | In Operation | [15 empty] | GESCOM | HSEPL | Clean Solar Power Tumkur Private Limited | Skyfri |  |  |  | 0.062833
Chittapur | Chittapur_ICR5 | String | Chittapur_ICR5_INV2_SMB7_S7 | PV Module String | Chittapur_ICR5_INV2_SMB7 |  |  |  |  | 42 | Main Inventory | In Operation | [15 empty] | GESCOM | HSEPL | Clean Solar Power Tumkur Private Limited | Skyfri |  |  |  | 0.062833
Chittapur | Chittapur_ICR5 | String | Chittapur_ICR5_INV2_SMB7_S8 | PV Module String | Chittapur_ICR5_INV2_SMB7 |  |  |  |  | 42 | Main Inventory | In Operation | [15 empty] | GESCOM | HSEPL | Clean Solar Power Tumkur Private Limited | Skyfri |  |  |  | 0.062833
Chittapur | Chittapur_ICR5 | String | Chittapur_ICR5_INV2_SMB7_S9 | PV Module String | Chittapur_ICR5_INV2_SMB7 |  |  |  |  | 42 | Main Inventory | In Operation | [15 empty] | GESCOM | HSEPL | Clean Solar Power Tumkur Private Limited | Skyfri |  |  |  | 0.062833
Chittapur | Chittapur_ICR5 | String | Chittapur_ICR5_INV2_SMB7_S10 | PV Module String | Chittapur_ICR5_INV2_SMB7 |  |  |  |  | 42 | Main Inventory | In Operation | [15 empty] | GESCOM | HSEPL | Clean Solar Power Tumkur Private Limited | Skyfri |  |  |  | 0.062833
Chittapur | Chittapur_ICR5 | String | Chittapur_ICR5_INV2_SMB7_S11 | PV Module String | Chittapur_ICR5_INV2_SMB7 |  |  |  |  | 42 | Main Inventory | In Operation | [15 empty] | GESCOM | HSEPL | Clean Solar Power Tumkur Private Limited | Skyfri |  |  |  | 0.062833
Chittapur | Chittapur_ICR5 | String | Chittapur_ICR5_INV2_SMB7_S12 | PV Module String | Chittapur_ICR5_INV2_SMB7 |  |  |  |  | 42 | Main Inventory | In Operation | [15 empty] | GESCOM | HSEPL | Clean Solar Power Tumkur Private Limited | Skyfri |  |  |  | 0.062833
Chittapur | Chittapur_ICR5 | String | Chittapur_ICR5_INV3_SMB1_S1 | PV Module String | Chittapur_ICR5_INV3_SMB1 |  |  |  |  | 42 | Main Inventory | In Operation | [15 empty] | GESCOM | HSEPL | Clean Solar Power Tumkur Private Limited | Skyfri |  |  |  | 0.062833
Chittapur | Chittapur_ICR5 | String | Chittapur_ICR5_INV3_SMB1_S2 | PV Module String | Chittapur_ICR5_INV3_SMB1 |  |  |  |  | 42 | Main Inventory | In Operation | [15 empty] | GESCOM | HSEPL | Clean Solar Power Tumkur Private Limited | Skyfri |  |  |  | 0.062833
Chittapur | Chittapur_ICR5 | String | Chittapur_ICR5_INV3_SMB1_S3 | PV Module String | Chittapur_ICR5_INV3_SMB1 |  |  |  |  | 42 | Main Inventory | In Operation | [15 empty] | GESCOM | HSEPL | Clean Solar Power Tumkur Private Limited | Skyfri |  |  |  | 0.062833
Chittapur | Chittapur_ICR5 | String | Chittapur_ICR5_INV3_SMB1_S4 | PV Module String | Chittapur_ICR5_INV3_SMB1 |  |  |  |  | 42 | Main Inventory | In Operation | [15 empty] | GESCOM | HSEPL | Clean Solar Power Tumkur Private Limited | Skyfri |  |  |  | 0.062833
Chittapur | Chittapur_ICR5 | String | Chittapur_ICR5_INV3_SMB1_S5 | PV Module String | Chittapur_ICR5_INV3_SMB1 |  |  |  |  | 42 | Main Inventory | In Operation | [15 empty] | GESCOM | HSEPL | Clean Solar Power Tumkur Private Limited | Skyfri |  |  |  | 0.062833
Chittapur | Chittapur_ICR5 | String | Chittapur_ICR5_INV3_SMB1_S6 | PV Module String | Chittapur_ICR5_INV3_SMB1 |  |  |  |  | 42 | Main Inventory | In Operation | [15 empty] | GESCOM | HSEPL | Clean Solar Power Tumkur Private Limited | Skyfri |  |  |  | 0.062833
Chittapur | Chittapur_ICR5 | String | Chittapur_ICR5_INV3_SMB1_S7 | PV Module String | Chittapur_ICR5_INV3_SMB1 |  |  |  |  | 42 | Main Inventory | In Operation | [15 empty] | GESCOM | HSEPL | Clean Solar Power Tumkur Private Limited | Skyfri |  |  |  | 0.062833
Chittapur | Chittapur_ICR5 | String | Chittapur_ICR5_INV3_SMB1_S8 | PV Module String | Chittapur_ICR5_INV3_SMB1 |  |  |  |  | 42 | Main Inventory | In Operation | [15 empty] | GESCOM | HSEPL | Clean Solar Power Tumkur Private Limited | Skyfri |  |  |  | 0.062833
Chittapur | Chittapur_ICR5 | String | Chittapur_ICR5_INV3_SMB1_S9 | PV Module String | Chittapur_ICR5_INV3_SMB1 |  |  |  |  | 42 | Main Inventory | In Operation | [15 empty] | GESCOM | HSEPL | Clean Solar Power Tumkur Private Limited | Skyfri |  |  |  | 0.062833
Chittapur | Chittapur_ICR5 | String | Chittapur_ICR5_INV3_SMB1_S10 | PV Module String | Chittapur_ICR5_INV3_SMB1 |  |  |  |  | 42 | Main Inventory | In Operation | [15 empty] | GESCOM | HSEPL | Clean Solar Power Tumkur Private Limited | Skyfri |  |  |  | 0.062833
Chittapur | Chittapur_ICR5 | String | Chittapur_ICR5_INV3_SMB1_S11 | PV Module String | Chittapur_ICR5_INV3_SMB1 |  |  |  |  | 42 | Main Inventory | In Operation | [15 empty] | GESCOM | HSEPL | Clean Solar Power Tumkur Private Limited | Skyfri |  |  |  | 0.062833
Chittapur | Chittapur_ICR5 | String | Chittapur_ICR5_INV3_SMB1_S12 | PV Module String | Chittapur_ICR5_INV3_SMB1 |  |  |  |  | 42 | Main Inventory | In Operation | [15 empty] | GESCOM | HSEPL | Clean Solar Power Tumkur Private Limited | Skyfri |  |  |  | 0.062833
Chittapur | Chittapur_ICR5 | String | Chittapur_ICR5_INV3_SMB2_S1 | PV Module String | Chittapur_ICR5_INV3_SMB2 |  |  |  |  | 42 | Main Inventory | In Operation | [15 empty] | GESCOM | HSEPL | Clean Solar Power Tumkur Private Limited | Skyfri |  |  |  | 0.062833
Chittapur | Chittapur_ICR5 | String | Chittapur_ICR5_INV3_SMB2_S2 | PV Module String | Chittapur_ICR5_INV3_SMB2 |  |  |  |  | 42 | Main Inventory | In Operation | [15 empty] | GESCOM | HSEPL | Clean Solar Power Tumkur Private Limited | Skyfri |  |  |  | 0.062833
Chittapur | Chittapur_ICR5 | String | Chittapur_ICR5_INV3_SMB2_S3 | PV Module String | Chittapur_ICR5_INV3_SMB2 |  |  |  |  | 42 | Main Inventory | In Operation | [15 empty] | GESCOM | HSEPL | Clean Solar Power Tumkur Private Limited | Skyfri |  |  |  | 0.062833
Chittapur | Chittapur_ICR5 | String | Chittapur_ICR5_INV3_SMB2_S4 | PV Module String | Chittapur_ICR5_INV3_SMB2 |  |  |  |  | 42 | Main Inventory | In Operation | [15 empty] | GESCOM | HSEPL | Clean Solar Power Tumkur Private Limited | Skyfri |  |  |  | 0.062833
Chittapur | Chittapur_ICR5 | String | Chittapur_ICR5_INV3_SMB2_S5 | PV Module String | Chittapur_ICR5_INV3_SMB2 |  |  |  |  | 42 | Main Inventory | In Operation | [15 empty] | GESCOM | HSEPL | Clean Solar Power Tumkur Private Limited | Skyfri |  |  |  | 0.062833
Chittapur | Chittapur_ICR5 | String | Chittapur_ICR5_INV3_SMB2_S6 | PV Module String | Chittapur_ICR5_INV3_SMB2 |  |  |  |  | 42 | Main Inventory | In Operation | [15 empty] | GESCOM | HSEPL | Clean Solar Power Tumkur Private Limited | Skyfri |  |  |  | 0.062833
Chittapur | Chittapur_ICR5 | String | Chittapur_ICR5_INV3_SMB2_S7 | PV Module String | Chittapur_ICR5_INV3_SMB2 |  |  |  |  | 42 | Main Inventory | In Operation | [15 empty] | GESCOM | HSEPL | Clean Solar Power Tumkur Private Limited | Skyfri |  |  |  | 0.062833
Chittapur | Chittapur_ICR5 | String | Chittapur_ICR5_INV3_SMB2_S8 | PV Module String | Chittapur_ICR5_INV3_SMB2 |  |  |  |  | 42 | Main Inventory | In Operation | [15 empty] | GESCOM | HSEPL | Clean Solar Power Tumkur Private Limited | Skyfri |  |  |  | 0.062833
Chittapur | Chittapur_ICR5 | String | Chittapur_ICR5_INV3_SMB2_S9 | PV Module String | Chittapur_ICR5_INV3_SMB2 |  |  |  |  | 42 | Main Inventory | In Operation | [15 empty] | GESCOM | HSEPL | Clean Solar Power Tumkur Private Limited | Skyfri |  |  |  | 0.062833
Chittapur | Chittapur_ICR5 | String | Chittapur_ICR5_INV3_SMB2_S10 | PV Module String | Chittapur_ICR5_INV3_SMB2 |  |  |  |  | 42 | Main Inventory | In Operation | [15 empty] | GESCOM | HSEPL | Clean Solar Power Tumkur Private Limited | Skyfri |  |  |  | 0.062833
Chittapur | Chittapur_ICR5 | String | Chittapur_ICR5_INV3_SMB2_S11 | PV Module String | Chittapur_ICR5_INV3_SMB2 |  |  |  |  | 42 | Main Inventory | In Operation | [15 empty] | GESCOM | HSEPL | Clean Solar Power Tumkur Private Limited | Skyfri |  |  |  | 0.062833
Chittapur | Chittapur_ICR5 | String | Chittapur_ICR5_INV3_SMB2_S12 | PV Module String | Chittapur_ICR5_INV3_SMB2 |  |  |  |  | 42 | Main Inventory | In Operation | [15 empty] | GESCOM | HSEPL | Clean Solar Power Tumkur Private Limited | Skyfri |  |  |  | 0.062833
Chittapur | Chittapur_ICR5 | String | Chittapur_ICR5_INV3_SMB3_S1 | PV Module String | Chittapur_ICR5_INV3_SMB3 |  |  |  |  | 42 | Main Inventory | In Operation | [15 empty] | GESCOM | HSEPL | Clean Solar Power Tumkur Private Limited | Skyfri |  |  |  | 0.062833
Chittapur | Chittapur_ICR5 | String | Chittapur_ICR5_INV3_SMB3_S2 | PV Module String | Chittapur_ICR5_INV3_SMB3 |  |  |  |  | 42 | Main Inventory | In Operation | [15 empty] | GESCOM | HSEPL | Clean Solar Power Tumkur Private Limited | Skyfri |  |  |  | 0.062833
Chittapur | Chittapur_ICR5 | String | Chittapur_ICR5_INV3_SMB3_S3 | PV Module String | Chittapur_ICR5_INV3_SMB3 |  |  |  |  | 42 | Main Inventory | In Operation | [15 empty] | GESCOM | HSEPL | Clean Solar Power Tumkur Private Limited | Skyfri |  |  |  | 0.062833
Chittapur | Chittapur_ICR5 | String | Chittapur_ICR5_INV3_SMB3_S4 | PV Module String | Chittapur_ICR5_INV3_SMB3 |  |  |  |  | 42 | Main Inventory | In Operation | [15 empty] | GESCOM | HSEPL | Clean Solar Power Tumkur Private Limited | Skyfri |  |  |  | 0.062833
Chittapur | Chittapur_ICR5 | String | Chittapur_ICR5_INV3_SMB3_S5 | PV Module String | Chittapur_ICR5_INV3_SMB3 |  |  |  |  | 42 | Main Inventory | In Operation | [15 empty] | GESCOM | HSEPL | Clean Solar Power Tumkur Private Limited | Skyfri |  |  |  | 0.062833
Chittapur | Chittapur_ICR5 | String | Chittapur_ICR5_INV3_SMB3_S6 | PV Module String | Chittapur_ICR5_INV3_SMB3 |  |  |  |  | 42 | Main Inventory | In Operation | [15 empty] | GESCOM | HSEPL | Clean Solar Power Tumkur Private Limited | Skyfri |  |  |  | 0.062833
Chittapur | Chittapur_ICR5 | String | Chittapur_ICR5_INV3_SMB3_S7 | PV Module String | Chittapur_ICR5_INV3_SMB3 |  |  |  |  | 42 | Main Inventory | In Operation | [15 empty] | GESCOM | HSEPL | Clean Solar Power Tumkur Private Limited | Skyfri |  |  |  | 0.062833
Chittapur | Chittapur_ICR5 | String | Chittapur_ICR5_INV3_SMB3_S8 | PV Module String | Chittapur_ICR5_INV3_SMB3 |  |  |  |  | 42 | Main Inventory | In Operation | [15 empty] | GESCOM | HSEPL | Clean Solar Power Tumkur Private Limited | Skyfri |  |  |  | 0.062833
Chittapur | Chittapur_ICR5 | String | Chittapur_ICR5_INV3_SMB3_S9 | PV Module String | Chittapur_ICR5_INV3_SMB3 |  |  |  |  | 42 | Main Inventory | In Operation | [15 empty] | GESCOM | HSEPL | Clean Solar Power Tumkur Private Limited | Skyfri |  |  |  | 0.062833
Chittapur | Chittapur_ICR5 | String | Chittapur_ICR5_INV3_SMB3_S10 | PV Module String | Chittapur_ICR5_INV3_SMB3 |  |  |  |  | 42 | Main Inventory | In Operation | [15 empty] | GESCOM | HSEPL | Clean Solar Power Tumkur Private Limited | Skyfri |  |  |  | 0.062833
Chittapur | Chittapur_ICR5 | String | Chittapur_ICR5_INV3_SMB3_S11 | PV Module String | Chittapur_ICR5_INV3_SMB3 |  |  |  |  | 42 | Main Inventory | In Operation | [15 empty] | GESCOM | HSEPL | Clean Solar Power Tumkur Private Limited | Skyfri |  |  |  | 0.062833
Chittapur | Chittapur_ICR5 | String | Chittapur_ICR5_INV3_SMB3_S12 | PV Module String | Chittapur_ICR5_INV3_SMB3 |  |  |  |  | 42 | Main Inventory | In Operation | [15 empty] | GESCOM | HSEPL | Clean Solar Power Tumkur Private Limited | Skyfri |  |  |  | 0.062833
Chittapur | Chittapur_ICR5 | String | Chittapur_ICR5_INV3_SMB4_S1 | PV Module String | Chittapur_ICR5_INV3_SMB4 |  |  |  |  | 42 | Main Inventory | In Operation | [15 empty] | GESCOM | HSEPL | Clean Solar Power Tumkur Private Limited | Skyfri |  |  |  | 0.062833
Chittapur | Chittapur_ICR5 | String | Chittapur_ICR5_INV3_SMB4_S2 | PV Module String | Chittapur_ICR5_INV3_SMB4 |  |  |  |  | 42 | Main Inventory | In Operation | [15 empty] | GESCOM | HSEPL | Clean Solar Power Tumkur Private Limited | Skyfri |  |  |  | 0.062833
Chittapur | Chittapur_ICR5 | String | Chittapur_ICR5_INV3_SMB4_S3 | PV Module String | Chittapur_ICR5_INV3_SMB4 |  |  |  |  | 42 | Main Inventory | In Operation | [15 empty] | GESCOM | HSEPL | Clean Solar Power Tumkur Private Limited | Skyfri |  |  |  | 0.062833
Chittapur | Chittapur_ICR5 | String | Chittapur_ICR5_INV3_SMB4_S4 | PV Module String | Chittapur_ICR5_INV3_SMB4 |  |  |  |  | 42 | Main Inventory | In Operation | [15 empty] | GESCOM | HSEPL | Clean Solar Power Tumkur Private Limited | Skyfri |  |  |  | 0.062833
Chittapur | Chittapur_ICR5 | String | Chittapur_ICR5_INV3_SMB4_S5 | PV Module String | Chittapur_ICR5_INV3_SMB4 |  |  |  |  | 42 | Main Inventory | In Operation | [15 empty] | GESCOM | HSEPL | Clean Solar Power Tumkur Private Limited | Skyfri |  |  |  | 0.062833
Chittapur | Chittapur_ICR5 | String | Chittapur_ICR5_INV3_SMB4_S6 | PV Module String | Chittapur_ICR5_INV3_SMB4 |  |  |  |  | 42 | Main Inventory | In Operation | [15 empty] | GESCOM | HSEPL | Clean Solar Power Tumkur Private Limited | Skyfri |  |  |  | 0.062833
Chittapur | Chittapur_ICR5 | String | Chittapur_ICR5_INV3_SMB4_S7 | PV Module String | Chittapur_ICR5_INV3_SMB4 |  |  |  |  | 42 | Main Inventory | In Operation | [15 empty] | GESCOM | HSEPL | Clean Solar Power Tumkur Private Limited | Skyfri |  |  |  | 0.062833
Chittapur | Chittapur_ICR5 | String | Chittapur_ICR5_INV3_SMB4_S8 | PV Module String | Chittapur_ICR5_INV3_SMB4 |  |  |  |  | 42 | Main Inventory | In Operation | [15 empty] | GESCOM | HSEPL | Clean Solar Power Tumkur Private Limited | Skyfri |  |  |  | 0.062833
Chittapur | Chittapur_ICR5 | String | Chittapur_ICR5_INV3_SMB4_S9 | PV Module String | Chittapur_ICR5_INV3_SMB4 |  |  |  |  | 42 | Main Inventory | In Operation | [15 empty] | GESCOM | HSEPL | Clean Solar Power Tumkur Private Limited | Skyfri |  |  |  | 0.062833
Chittapur | Chittapur_ICR5 | String | Chittapur_ICR5_INV3_SMB4_S10 | PV Module String | Chittapur_ICR5_INV3_SMB4 |  |  |  |  | 42 | Main Inventory | In Operation | [15 empty] | GESCOM | HSEPL | Clean Solar Power Tumkur Private Limited | Skyfri |  |  |  | 0.062833
Chittapur | Chittapur_ICR5 | String | Chittapur_ICR5_INV3_SMB4_S11 | PV Module String | Chittapur_ICR5_INV3_SMB4 |  |  |  |  | 42 | Main Inventory | In Operation | [15 empty] | GESCOM | HSEPL | Clean Solar Power Tumkur Private Limited | Skyfri |  |  |  | 0.062833
Chittapur | Chittapur_ICR5 | String | Chittapur_ICR5_INV3_SMB4_S12 | PV Module String | Chittapur_ICR5_INV3_SMB4 |  |  |  |  | 42 | Main Inventory | In Operation | [15 empty] | GESCOM | HSEPL | Clean Solar Power Tumkur Private Limited | Skyfri |  |  |  | 0.062833
Chittapur | Chittapur_ICR5 | String | Chittapur_ICR5_INV3_SMB5_S1 | PV Module String | Chittapur_ICR5_INV3_SMB5 |  |  |  |  | 42 | Main Inventory | In Operation | [15 empty] | GESCOM | HSEPL | Clean Solar Power Tumkur Private Limited | Skyfri |  |  |  | 0.062833
Chittapur | Chittapur_ICR5 | String | Chittapur_ICR5_INV3_SMB5_S2 | PV Module String | Chittapur_ICR5_INV3_SMB5 |  |  |  |  | 42 | Main Inventory | In Operation | [15 empty] | GESCOM | HSEPL | Clean Solar Power Tumkur Private Limited | Skyfri |  |  |  | 0.062833
Chittapur | Chittapur_ICR5 | String | Chittapur_ICR5_INV3_SMB5_S3 | PV Module String | Chittapur_ICR5_INV3_SMB5 |  |  |  |  | 42 | Main Inventory | In Operation | [15 empty] | GESCOM | HSEPL | Clean Solar Power Tumkur Private Limited | Skyfri |  |  |  | 0.062833
Chittapur | Chittapur_ICR5 | String | Chittapur_ICR5_INV3_SMB5_S4 | PV Module String | Chittapur_ICR5_INV3_SMB5 |  |  |  |  | 42 | Main Inventory | In Operation | [15 empty] | GESCOM | HSEPL | Clean Solar Power Tumkur Private Limited | Skyfri |  |  |  | 0.062833
Chittapur | Chittapur_ICR5 | String | Chittapur_ICR5_INV3_SMB5_S5 | PV Module String | Chittapur_ICR5_INV3_SMB5 |  |  |  |  | 42 | Main Inventory | In Operation | [15 empty] | GESCOM | HSEPL | Clean Solar Power Tumkur Private Limited | Skyfri |  |  |  | 0.062833
Chittapur | Chittapur_ICR5 | String | Chittapur_ICR5_INV3_SMB5_S6 | PV Module String | Chittapur_ICR5_INV3_SMB5 |  |  |  |  | 42 | Main Inventory | In Operation | [15 empty] | GESCOM | HSEPL | Clean Solar Power Tumkur Private Limited | Skyfri |  |  |  | 0.062833
Chittapur | Chittapur_ICR5 | String | Chittapur_ICR5_INV3_SMB5_S7 | PV Module String | Chittapur_ICR5_INV3_SMB5 |  |  |  |  | 42 | Main Inventory | In Operation | [15 empty] | GESCOM | HSEPL | Clean Solar Power Tumkur Private Limited | Skyfri |  |  |  | 0.062833
Chittapur | Chittapur_ICR5 | String | Chittapur_ICR5_INV3_SMB5_S8 | PV Module String | Chittapur_ICR5_INV3_SMB5 |  |  |  |  | 42 | Main Inventory | In Operation | [15 empty] | GESCOM | HSEPL | Clean Solar Power Tumkur Private Limited | Skyfri |  |  |  | 0.062833
Chittapur | Chittapur_ICR5 | String | Chittapur_ICR5_INV3_SMB5_S9 | PV Module String | Chittapur_ICR5_INV3_SMB5 |  |  |  |  | 42 | Main Inventory | In Operation | [15 empty] | GESCOM | HSEPL | Clean Solar Power Tumkur Private Limited | Skyfri |  |  |  | 0.062833
Chittapur | Chittapur_ICR5 | String | Chittapur_ICR5_INV3_SMB5_S10 | PV Module String | Chittapur_ICR5_INV3_SMB5 |  |  |  |  | 42 | Main Inventory | In Operation | [15 empty] | GESCOM | HSEPL | Clean Solar Power Tumkur Private Limited | Skyfri |  |  |  | 0.062833
Chittapur | Chittapur_ICR5 | String | Chittapur_ICR5_INV3_SMB5_S11 | PV Module String | Chittapur_ICR5_INV3_SMB5 |  |  |  |  | 42 | Main Inventory | In Operation | [15 empty] | GESCOM | HSEPL | Clean Solar Power Tumkur Private Limited | Skyfri |  |  |  | 0.062833
Chittapur | Chittapur_ICR5 | String | Chittapur_ICR5_INV3_SMB5_S12 | PV Module String | Chittapur_ICR5_INV3_SMB5 |  |  |  |  | 42 | Main Inventory | In Operation | [15 empty] | GESCOM | HSEPL | Clean Solar Power Tumkur Private Limited | Skyfri |  |  |  | 0.062833
Chittapur | Chittapur_ICR5 | String | Chittapur_ICR5_INV3_SMB6_S1 | PV Module String | Chittapur_ICR5_INV3_SMB6 |  |  |  |  | 42 | Main Inventory | In Operation | [15 empty] | GESCOM | HSEPL | Clean Solar Power Tumkur Private Limited | Skyfri |  |  |  | 0.062833
Chittapur | Chittapur_ICR5 | String | Chittapur_ICR5_INV3_SMB6_S2 | PV Module String | Chittapur_ICR5_INV3_SMB6 |  |  |  |  | 42 | Main Inventory | In Operation | [15 empty] | GESCOM | HSEPL | Clean Solar Power Tumkur Private Limited | Skyfri |  |  |  | 0.062833
Chittapur | Chittapur_ICR5 | String | Chittapur_ICR5_INV3_SMB6_S3 | PV Module String | Chittapur_ICR5_INV3_SMB6 |  |  |  |  | 42 | Main Inventory | In Operation | [15 empty] | GESCOM | HSEPL | Clean Solar Power Tumkur Private Limited | Skyfri |  |  |  | 0.062833
Chittapur | Chittapur_ICR5 | String | Chittapur_ICR5_INV3_SMB6_S4 | PV Module String | Chittapur_ICR5_INV3_SMB6 |  |  |  |  | 42 | Main Inventory | In Operation | [15 empty] | GESCOM | HSEPL | Clean Solar Power Tumkur Private Limited | Skyfri |  |  |  | 0.062833
Chittapur | Chittapur_ICR5 | String | Chittapur_ICR5_INV3_SMB6_S5 | PV Module String | Chittapur_ICR5_INV3_SMB6 |  |  |  |  | 42 | Main Inventory | In Operation | [15 empty] | GESCOM | HSEPL | Clean Solar Power Tumkur Private Limited | Skyfri |  |  |  | 0.062833
Chittapur | Chittapur_ICR5 | String | Chittapur_ICR5_INV3_SMB6_S6 | PV Module String | Chittapur_ICR5_INV3_SMB6 |  |  |  |  | 42 | Main Inventory | In Operation | [15 empty] | GESCOM | HSEPL | Clean Solar Power Tumkur Private Limited | Skyfri |  |  |  | 0.062833
Chittapur | Chittapur_ICR5 | String | Chittapur_ICR5_INV3_SMB6_S7 | PV Module String | Chittapur_ICR5_INV3_SMB6 |  |  |  |  | 42 | Main Inventory | In Operation | [15 empty] | GESCOM | HSEPL | Clean Solar Power Tumkur Private Limited | Skyfri |  |  |  | 0.062833
Chittapur | Chittapur_ICR5 | String | Chittapur_ICR5_INV3_SMB6_S8 | PV Module String | Chittapur_ICR5_INV3_SMB6 |  |  |  |  | 42 | Main Inventory | In Operation | [15 empty] | GESCOM | HSEPL | Clean Solar Power Tumkur Private Limited | Skyfri |  |  |  | 0.062833
Chittapur | Chittapur_ICR5 | String | Chittapur_ICR5_INV3_SMB6_S9 | PV Module String | Chittapur_ICR5_INV3_SMB6 |  |  |  |  | 42 | Main Inventory | In Operation | [15 empty] | GESCOM | HSEPL | Clean Solar Power Tumkur Private Limited | Skyfri |  |  |  | 0.062833
Chittapur | Chittapur_ICR5 | String | Chittapur_ICR5_INV3_SMB6_S10 | PV Module String | Chittapur_ICR5_INV3_SMB6 |  |  |  |  | 42 | Main Inventory | In Operation | [15 empty] | GESCOM | HSEPL | Clean Solar Power Tumkur Private Limited | Skyfri |  |  |  | 0.062833
Chittapur | Chittapur_ICR5 | String | Chittapur_ICR5_INV3_SMB6_S11 | PV Module String | Chittapur_ICR5_INV3_SMB6 |  |  |  |  | 42 | Main Inventory | In Operation | [15 empty] | GESCOM | HSEPL | Clean Solar Power Tumkur Private Limited | Skyfri |  |  |  | 0.062833
Chittapur | Chittapur_ICR5 | String | Chittapur_ICR5_INV3_SMB6_S12 | PV Module String | Chittapur_ICR5_INV3_SMB6 |  |  |  |  | 42 | Main Inventory | In Operation | [15 empty] | GESCOM | HSEPL | Clean Solar Power Tumkur Private Limited | Skyfri |  |  |  | 0.062833
Chittapur | Chittapur_ICR5 | String | Chittapur_ICR5_INV3_SMB7_S1 | PV Module String | Chittapur_ICR5_INV3_SMB7 |  |  |  |  | 42 | Main Inventory | In Operation | [15 empty] | GESCOM | HSEPL | Clean Solar Power Tumkur Private Limited | Skyfri |  |  |  | 0.062833
Chittapur | Chittapur_ICR5 | String | Chittapur_ICR5_INV3_SMB7_S2 | PV Module String | Chittapur_ICR5_INV3_SMB7 |  |  |  |  | 42 | Main Inventory | In Operation | [15 empty] | GESCOM | HSEPL | Clean Solar Power Tumkur Private Limited | Skyfri |  |  |  | 0.062833
Chittapur | Chittapur_ICR5 | String | Chittapur_ICR5_INV3_SMB7_S3 | PV Module String | Chittapur_ICR5_INV3_SMB7 |  |  |  |  | 42 | Main Inventory | In Operation | [15 empty] | GESCOM | HSEPL | Clean Solar Power Tumkur Private Limited | Skyfri |  |  |  | 0.062833
Chittapur | Chittapur_ICR5 | String | Chittapur_ICR5_INV3_SMB7_S4 | PV Module String | Chittapur_ICR5_INV3_SMB7 |  |  |  |  | 42 | Main Inventory | In Operation | [15 empty] | GESCOM | HSEPL | Clean Solar Power Tumkur Private Limited | Skyfri |  |  |  | 0.062833
Chittapur | Chittapur_ICR5 | String | Chittapur_ICR5_INV3_SMB7_S5 | PV Module String | Chittapur_ICR5_INV3_SMB7 |  |  |  |  | 42 | Main Inventory | In Operation | [15 empty] | GESCOM | HSEPL | Clean Solar Power Tumkur Private Limited | Skyfri |  |  |  | 0.062833
Chittapur | Chittapur_ICR5 | String | Chittapur_ICR5_INV3_SMB7_S6 | PV Module String | Chittapur_ICR5_INV3_SMB7 |  |  |  |  | 42 | Main Inventory | In Operation | [15 empty] | GESCOM | HSEPL | Clean Solar Power Tumkur Private Limited | Skyfri |  |  |  | 0.062833
Chittapur | Chittapur_ICR5 | String | Chittapur_ICR5_INV3_SMB7_S7 | PV Module String | Chittapur_ICR5_INV3_SMB7 |  |  |  |  | 42 | Main Inventory | In Operation | [15 empty] | GESCOM | HSEPL | Clean Solar Power Tumkur Private Limited | Skyfri |  |  |  | 0.062833
Chittapur | Chittapur_ICR5 | String | Chittapur_ICR5_INV3_SMB7_S8 | PV Module String | Chittapur_ICR5_INV3_SMB7 |  |  |  |  | 42 | Main Inventory | In Operation | [15 empty] | GESCOM | HSEPL | Clean Solar Power Tumkur Private Limited | Skyfri |  |  |  | 0.062833
Chittapur | Chittapur_ICR5 | String | Chittapur_ICR5_INV3_SMB7_S9 | PV Module String | Chittapur_ICR5_INV3_SMB7 |  |  |  |  | 42 | Main Inventory | In Operation | [15 empty] | GESCOM | HSEPL | Clean Solar Power Tumkur Private Limited | Skyfri |  |  |  | 0.062833
Chittapur | Chittapur_ICR5 | String | Chittapur_ICR5_INV3_SMB7_S10 | PV Module String | Chittapur_ICR5_INV3_SMB7 |  |  |  |  | 42 | Main Inventory | In Operation | [15 empty] | GESCOM | HSEPL | Clean Solar Power Tumkur Private Limited | Skyfri |  |  |  | 0.062833
Chittapur | Chittapur_ICR5 | String | Chittapur_ICR5_INV3_SMB7_S11 | PV Module String | Chittapur_ICR5_INV3_SMB7 |  |  |  |  | 42 | Main Inventory | In Operation | [15 empty] | GESCOM | HSEPL | Clean Solar Power Tumkur Private Limited | Skyfri |  |  |  | 0.062833
Chittapur | Chittapur_ICR5 | String | Chittapur_ICR5_INV3_SMB7_S12 | PV Module String | Chittapur_ICR5_INV3_SMB7 |  |  |  |  | 42 | Main Inventory | In Operation | [15 empty] | GESCOM | HSEPL | Clean Solar Power Tumkur Private Limited | Skyfri |  |  |  | 0.062833
Chittapur | Chittapur_ICR5 | String | Chittapur_ICR5_INV4_SMB1_S1 | PV Module String | Chittapur_ICR5_INV4_SMB1 |  |  |  |  | 42 | Main Inventory | In Operation | [15 empty] | GESCOM | HSEPL | Clean Solar Power Tumkur Private Limited | Skyfri |  |  |  | 0.062833
Chittapur | Chittapur_ICR5 | String | Chittapur_ICR5_INV4_SMB1_S2 | PV Module String | Chittapur_ICR5_INV4_SMB1 |  |  |  |  | 42 | Main Inventory | In Operation | [15 empty] | GESCOM | HSEPL | Clean Solar Power Tumkur Private Limited | Skyfri |  |  |  | 0.062833
Chittapur | Chittapur_ICR5 | String | Chittapur_ICR5_INV4_SMB1_S3 | PV Module String | Chittapur_ICR5_INV4_SMB1 |  |  |  |  | 42 | Main Inventory | In Operation | [15 empty] | GESCOM | HSEPL | Clean Solar Power Tumkur Private Limited | Skyfri |  |  |  | 0.062833
Chittapur | Chittapur_ICR5 | String | Chittapur_ICR5_INV4_SMB1_S4 | PV Module String | Chittapur_ICR5_INV4_SMB1 |  |  |  |  | 42 | Main Inventory | In Operation | [15 empty] | GESCOM | HSEPL | Clean Solar Power Tumkur Private Limited | Skyfri |  |  |  | 0.062833
Chittapur | Chittapur_ICR5 | String | Chittapur_ICR5_INV4_SMB1_S5 | PV Module String | Chittapur_ICR5_INV4_SMB1 |  |  |  |  | 42 | Main Inventory | In Operation | [15 empty] | GESCOM | HSEPL | Clean Solar Power Tumkur Private Limited | Skyfri |  |  |  | 0.062833
Chittapur | Chittapur_ICR5 | String | Chittapur_ICR5_INV4_SMB1_S6 | PV Module String | Chittapur_ICR5_INV4_SMB1 |  |  |  |  | 42 | Main Inventory | In Operation | [15 empty] | GESCOM | HSEPL | Clean Solar Power Tumkur Private Limited | Skyfri |  |  |  | 0.062833
Chittapur | Chittapur_ICR5 | String | Chittapur_ICR5_INV4_SMB1_S7 | PV Module String | Chittapur_ICR5_INV4_SMB1 |  |  |  |  | 42 | Main Inventory | In Operation | [15 empty] | GESCOM | HSEPL | Clean Solar Power Tumkur Private Limited | Skyfri |  |  |  | 0.062833
Chittapur | Chittapur_ICR5 | String | Chittapur_ICR5_INV4_SMB1_S8 | PV Module String | Chittapur_ICR5_INV4_SMB1 |  |  |  |  | 42 | Main Inventory | In Operation | [15 empty] | GESCOM | HSEPL | Clean Solar Power Tumkur Private Limited | Skyfri |  |  |  | 0.062833
Chittapur | Chittapur_ICR5 | String | Chittapur_ICR5_INV4_SMB1_S9 | PV Module String | Chittapur_ICR5_INV4_SMB1 |  |  |  |  | 42 | Main Inventory | In Operation | [15 empty] | GESCOM | HSEPL | Clean Solar Power Tumkur Private Limited | Skyfri |  |  |  | 0.062833
Chittapur | Chittapur_ICR5 | String | Chittapur_ICR5_INV4_SMB1_S10 | PV Module String | Chittapur_ICR5_INV4_SMB1 |  |  |  |  | 42 | Main Inventory | In Operation | [15 empty] | GESCOM | HSEPL | Clean Solar Power Tumkur Private Limited | Skyfri |  |  |  | 0.062833
Chittapur | Chittapur_ICR5 | String | Chittapur_ICR5_INV4_SMB1_S11 | PV Module String | Chittapur_ICR5_INV4_SMB1 |  |  |  |  | 42 | Main Inventory | In Operation | [15 empty] | GESCOM | HSEPL | Clean Solar Power Tumkur Private Limited | Skyfri |  |  |  | 0.062833
Chittapur | Chittapur_ICR5 | String | Chittapur_ICR5_INV4_SMB1_S12 | PV Module String | Chittapur_ICR5_INV4_SMB1 |  |  |  |  | 42 | Main Inventory | In Operation | [15 empty] | GESCOM | HSEPL | Clean Solar Power Tumkur Private Limited | Skyfri |  |  |  | 0.062833
Chittapur | Chittapur_ICR5 | String | Chittapur_ICR5_INV4_SMB2_S1 | PV Module String | Chittapur_ICR5_INV4_SMB2 |  |  |  |  | 42 | Main Inventory | In Operation | [15 empty] | GESCOM | HSEPL | Clean Solar Power Tumkur Private Limited | Skyfri |  |  |  | 0.062833
Chittapur | Chittapur_ICR5 | String | Chittapur_ICR5_INV4_SMB2_S2 | PV Module String | Chittapur_ICR5_INV4_SMB2 |  |  |  |  | 42 | Main Inventory | In Operation | [15 empty] | GESCOM | HSEPL | Clean Solar Power Tumkur Private Limited | Skyfri |  |  |  | 0.062833
Chittapur | Chittapur_ICR5 | String | Chittapur_ICR5_INV4_SMB2_S3 | PV Module String | Chittapur_ICR5_INV4_SMB2 |  |  |  |  | 42 | Main Inventory | In Operation | [15 empty] | GESCOM | HSEPL | Clean Solar Power Tumkur Private Limited | Skyfri |  |  |  | 0.062833
Chittapur | Chittapur_ICR5 | String | Chittapur_ICR5_INV4_SMB2_S4 | PV Module String | Chittapur_ICR5_INV4_SMB2 |  |  |  |  | 42 | Main Inventory | In Operation | [15 empty] | GESCOM | HSEPL | Clean Solar Power Tumkur Private Limited | Skyfri |  |  |  | 0.062833
Chittapur | Chittapur_ICR5 | String | Chittapur_ICR5_INV4_SMB2_S5 | PV Module String | Chittapur_ICR5_INV4_SMB2 |  |  |  |  | 42 | Main Inventory | In Operation | [15 empty] | GESCOM | HSEPL | Clean Solar Power Tumkur Private Limited | Skyfri |  |  |  | 0.062833
Chittapur | Chittapur_ICR5 | String | Chittapur_ICR5_INV4_SMB2_S6 | PV Module String | Chittapur_ICR5_INV4_SMB2 |  |  |  |  | 42 | Main Inventory | In Operation | [15 empty] | GESCOM | HSEPL | Clean Solar Power Tumkur Private Limited | Skyfri |  |  |  | 0.062833
Chittapur | Chittapur_ICR5 | String | Chittapur_ICR5_INV4_SMB2_S7 | PV Module String | Chittapur_ICR5_INV4_SMB2 |  |  |  |  | 42 | Main Inventory | In Operation | [15 empty] | GESCOM | HSEPL | Clean Solar Power Tumkur Private Limited | Skyfri |  |  |  | 0.062833
Chittapur | Chittapur_ICR5 | String | Chittapur_ICR5_INV4_SMB2_S8 | PV Module String | Chittapur_ICR5_INV4_SMB2 |  |  |  |  | 42 | Main Inventory | In Operation | [15 empty] | GESCOM | HSEPL | Clean Solar Power Tumkur Private Limited | Skyfri |  |  |  | 0.062833
Chittapur | Chittapur_ICR5 | String | Chittapur_ICR5_INV4_SMB2_S9 | PV Module String | Chittapur_ICR5_INV4_SMB2 |  |  |  |  | 42 | Main Inventory | In Operation | [15 empty] | GESCOM | HSEPL | Clean Solar Power Tumkur Private Limited | Skyfri |  |  |  | 0.062833
Chittapur | Chittapur_ICR5 | String | Chittapur_ICR5_INV4_SMB2_S10 | PV Module String | Chittapur_ICR5_INV4_SMB2 |  |  |  |  | 42 | Main Inventory | In Operation | [15 empty] | GESCOM | HSEPL | Clean Solar Power Tumkur Private Limited | Skyfri |  |  |  | 0.062833
Chittapur | Chittapur_ICR5 | String | Chittapur_ICR5_INV4_SMB2_S11 | PV Module String | Chittapur_ICR5_INV4_SMB2 |  |  |  |  | 42 | Main Inventory | In Operation | [15 empty] | GESCOM | HSEPL | Clean Solar Power Tumkur Private Limited | Skyfri |  |  |  | 0.062833
Chittapur | Chittapur_ICR5 | String | Chittapur_ICR5_INV4_SMB2_S12 | PV Module String | Chittapur_ICR5_INV4_SMB2 |  |  |  |  | 42 | Main Inventory | In Operation | [15 empty] | GESCOM | HSEPL | Clean Solar Power Tumkur Private Limited | Skyfri |  |  |  | 0.062833
Chittapur | Chittapur_ICR5 | String | Chittapur_ICR5_INV4_SMB2_S13 | PV Module String | Chittapur_ICR5_INV4_SMB2 |  |  |  |  | 42 | Main Inventory | In Operation | [15 empty] | GESCOM | HSEPL | Clean Solar Power Tumkur Private Limited | Skyfri |  |  |  | 0.062833
Chittapur | Chittapur_ICR5 | String | Chittapur_ICR5_INV4_SMB3_S1 | PV Module String | Chittapur_ICR5_INV4_SMB3 |  |  |  |  | 42 | Main Inventory | In Operation | [15 empty] | GESCOM | HSEPL | Clean Solar Power Tumkur Private Limited | Skyfri |  |  |  | 0.062833
Chittapur | Chittapur_ICR5 | String | Chittapur_ICR5_INV4_SMB3_S2 | PV Module String | Chittapur_ICR5_INV4_SMB3 |  |  |  |  | 42 | Main Inventory | In Operation | [15 empty] | GESCOM | HSEPL | Clean Solar Power Tumkur Private Limited | Skyfri |  |  |  | 0.062833
Chittapur | Chittapur_ICR5 | String | Chittapur_ICR5_INV4_SMB3_S3 | PV Module String | Chittapur_ICR5_INV4_SMB3 |  |  |  |  | 42 | Main Inventory | In Operation | [15 empty] | GESCOM | HSEPL | Clean Solar Power Tumkur Private Limited | Skyfri |  |  |  | 0.062833
Chittapur | Chittapur_ICR5 | String | Chittapur_ICR5_INV4_SMB3_S4 | PV Module String | Chittapur_ICR5_INV4_SMB3 |  |  |  |  | 42 | Main Inventory | In Operation | [15 empty] | GESCOM | HSEPL | Clean Solar Power Tumkur Private Limited | Skyfri |  |  |  | 0.062833
Chittapur | Chittapur_ICR5 | String | Chittapur_ICR5_INV4_SMB3_S5 | PV Module String | Chittapur_ICR5_INV4_SMB3 |  |  |  |  | 42 | Main Inventory | In Operation | [15 empty] | GESCOM | HSEPL | Clean Solar Power Tumkur Private Limited | Skyfri |  |  |  | 0.062833
Chittapur | Chittapur_ICR5 | String | Chittapur_ICR5_INV4_SMB3_S6 | PV Module String | Chittapur_ICR5_INV4_SMB3 |  |  |  |  | 42 | Main Inventory | In Operation | [15 empty] | GESCOM | HSEPL | Clean Solar Power Tumkur Private Limited | Skyfri |  |  |  | 0.062833
Chittapur | Chittapur_ICR5 | String | Chittapur_ICR5_INV4_SMB3_S7 | PV Module String | Chittapur_ICR5_INV4_SMB3 |  |  |  |  | 42 | Main Inventory | In Operation | [15 empty] | GESCOM | HSEPL | Clean Solar Power Tumkur Private Limited | Skyfri |  |  |  | 0.062833
Chittapur | Chittapur_ICR5 | String | Chittapur_ICR5_INV4_SMB3_S8 | PV Module String | Chittapur_ICR5_INV4_SMB3 |  |  |  |  | 42 | Main Inventory | In Operation | [15 empty] | GESCOM | HSEPL | Clean Solar Power Tumkur Private Limited | Skyfri |  |  |  | 0.062833
Chittapur | Chittapur_ICR5 | String | Chittapur_ICR5_INV4_SMB3_S9 | PV Module String | Chittapur_ICR5_INV4_SMB3 |  |  |  |  | 42 | Main Inventory | In Operation | [15 empty] | GESCOM | HSEPL | Clean Solar Power Tumkur Private Limited | Skyfri |  |  |  | 0.062833
Chittapur | Chittapur_ICR5 | String | Chittapur_ICR5_INV4_SMB3_S10 | PV Module String | Chittapur_ICR5_INV4_SMB3 |  |  |  |  | 42 | Main Inventory | In Operation | [15 empty] | GESCOM | HSEPL | Clean Solar Power Tumkur Private Limited | Skyfri |  |  |  | 0.062833
Chittapur | Chittapur_ICR5 | String | Chittapur_ICR5_INV4_SMB3_S11 | PV Module String | Chittapur_ICR5_INV4_SMB3 |  |  |  |  | 42 | Main Inventory | In Operation | [15 empty] | GESCOM | HSEPL | Clean Solar Power Tumkur Private Limited | Skyfri |  |  |  | 0.062833
Chittapur | Chittapur_ICR5 | String | Chittapur_ICR5_INV4_SMB3_S12 | PV Module String | Chittapur_ICR5_INV4_SMB3 |  |  |  |  | 42 | Main Inventory | In Operation | [15 empty] | GESCOM | HSEPL | Clean Solar Power Tumkur Private Limited | Skyfri |  |  |  | 0.062833
Chittapur | Chittapur_ICR5 | String | Chittapur_ICR5_INV4_SMB4_S1 | PV Module String | Chittapur_ICR5_INV4_SMB4 |  |  |  |  | 42 | Main Inventory | In Operation | [15 empty] | GESCOM | HSEPL | Clean Solar Power Tumkur Private Limited | Skyfri |  |  |  | 0.062833
Chittapur | Chittapur_ICR5 | String | Chittapur_ICR5_INV4_SMB4_S2 | PV Module String | Chittapur_ICR5_INV4_SMB4 |  |  |  |  | 42 | Main Inventory | In Operation | [15 empty] | GESCOM | HSEPL | Clean Solar Power Tumkur Private Limited | Skyfri |  |  |  | 0.062833
Chittapur | Chittapur_ICR5 | String | Chittapur_ICR5_INV4_SMB4_S3 | PV Module String | Chittapur_ICR5_INV4_SMB4 |  |  |  |  | 42 | Main Inventory | In Operation | [15 empty] | GESCOM | HSEPL | Clean Solar Power Tumkur Private Limited | Skyfri |  |  |  | 0.062833
Chittapur | Chittapur_ICR5 | String | Chittapur_ICR5_INV4_SMB4_S4 | PV Module String | Chittapur_ICR5_INV4_SMB4 |  |  |  |  | 42 | Main Inventory | In Operation | [15 empty] | GESCOM | HSEPL | Clean Solar Power Tumkur Private Limited | Skyfri |  |  |  | 0.062833
Chittapur | Chittapur_ICR5 | String | Chittapur_ICR5_INV4_SMB4_S5 | PV Module String | Chittapur_ICR5_INV4_SMB4 |  |  |  |  | 42 | Main Inventory | In Operation | [15 empty] | GESCOM | HSEPL | Clean Solar Power Tumkur Private Limited | Skyfri |  |  |  | 0.062833
Chittapur | Chittapur_ICR5 | String | Chittapur_ICR5_INV4_SMB4_S6 | PV Module String | Chittapur_ICR5_INV4_SMB4 |  |  |  |  | 42 | Main Inventory | In Operation | [15 empty] | GESCOM | HSEPL | Clean Solar Power Tumkur Private Limited | Skyfri |  |  |  | 0.062833
Chittapur | Chittapur_ICR5 | String | Chittapur_ICR5_INV4_SMB4_S7 | PV Module String | Chittapur_ICR5_INV4_SMB4 |  |  |  |  | 42 | Main Inventory | In Operation | [15 empty] | GESCOM | HSEPL | Clean Solar Power Tumkur Private Limited | Skyfri |  |  |  | 0.062833
Chittapur | Chittapur_ICR5 | String | Chittapur_ICR5_INV4_SMB4_S8 | PV Module String | Chittapur_ICR5_INV4_SMB4 |  |  |  |  | 42 | Main Inventory | In Operation | [15 empty] | GESCOM | HSEPL | Clean Solar Power Tumkur Private Limited | Skyfri |  |  |  | 0.062833
Chittapur | Chittapur_ICR5 | String | Chittapur_ICR5_INV4_SMB4_S9 | PV Module String | Chittapur_ICR5_INV4_SMB4 |  |  |  |  | 42 | Main Inventory | In Operation | [15 empty] | GESCOM | HSEPL | Clean Solar Power Tumkur Private Limited | Skyfri |  |  |  | 0.062833
Chittapur | Chittapur_ICR5 | String | Chittapur_ICR5_INV4_SMB4_S10 | PV Module String | Chittapur_ICR5_INV4_SMB4 |  |  |  |  | 42 | Main Inventory | In Operation | [15 empty] | GESCOM | HSEPL | Clean Solar Power Tumkur Private Limited | Skyfri |  |  |  | 0.062833
Chittapur | Chittapur_ICR5 | String | Chittapur_ICR5_INV4_SMB4_S11 | PV Module String | Chittapur_ICR5_INV4_SMB4 |  |  |  |  | 42 | Main Inventory | In Operation | [15 empty] | GESCOM | HSEPL | Clean Solar Power Tumkur Private Limited | Skyfri |  |  |  | 0.062833
Chittapur | Chittapur_ICR5 | String | Chittapur_ICR5_INV4_SMB4_S12 | PV Module String | Chittapur_ICR5_INV4_SMB4 |  |  |  |  | 42 | Main Inventory | In Operation | [15 empty] | GESCOM | HSEPL | Clean Solar Power Tumkur Private Limited | Skyfri |  |  |  | 0.062833
Chittapur | Chittapur_ICR5 | String | Chittapur_ICR5_INV4_SMB5_S1 | PV Module String | Chittapur_ICR5_INV4_SMB5 |  |  |  |  | 42 | Main Inventory | In Operation | [15 empty] | GESCOM | HSEPL | Clean Solar Power Tumkur Private Limited | Skyfri |  |  |  | 0.062833
Chittapur | Chittapur_ICR5 | String | Chittapur_ICR5_INV4_SMB5_S2 | PV Module String | Chittapur_ICR5_INV4_SMB5 |  |  |  |  | 42 | Main Inventory | In Operation | [15 empty] | GESCOM | HSEPL | Clean Solar Power Tumkur Private Limited | Skyfri |  |  |  | 0.062833
Chittapur | Chittapur_ICR5 | String | Chittapur_ICR5_INV4_SMB5_S3 | PV Module String | Chittapur_ICR5_INV4_SMB5 |  |  |  |  | 42 | Main Inventory | In Operation | [15 empty] | GESCOM | HSEPL | Clean Solar Power Tumkur Private Limited | Skyfri |  |  |  | 0.062833
Chittapur | Chittapur_ICR5 | String | Chittapur_ICR5_INV4_SMB5_S4 | PV Module String | Chittapur_ICR5_INV4_SMB5 |  |  |  |  | 42 | Main Inventory | In Operation | [15 empty] | GESCOM | HSEPL | Clean Solar Power Tumkur Private Limited | Skyfri |  |  |  | 0.062833
Chittapur | Chittapur_ICR5 | String | Chittapur_ICR5_INV4_SMB5_S5 | PV Module String | Chittapur_ICR5_INV4_SMB5 |  |  |  |  | 42 | Main Inventory | In Operation | [15 empty] | GESCOM | HSEPL | Clean Solar Power Tumkur Private Limited | Skyfri |  |  |  | 0.062833
Chittapur | Chittapur_ICR5 | String | Chittapur_ICR5_INV4_SMB5_S6 | PV Module String | Chittapur_ICR5_INV4_SMB5 |  |  |  |  | 42 | Main Inventory | In Operation | [15 empty] | GESCOM | HSEPL | Clean Solar Power Tumkur Private Limited | Skyfri |  |  |  | 0.062833
Chittapur | Chittapur_ICR5 | String | Chittapur_ICR5_INV4_SMB5_S7 | PV Module String | Chittapur_ICR5_INV4_SMB5 |  |  |  |  | 42 | Main Inventory | In Operation | [15 empty] | GESCOM | HSEPL | Clean Solar Power Tumkur Private Limited | Skyfri |  |  |  | 0.062833
Chittapur | Chittapur_ICR5 | String | Chittapur_ICR5_INV4_SMB5_S8 | PV Module String | Chittapur_ICR5_INV4_SMB5 |  |  |  |  | 42 | Main Inventory | In Operation | [15 empty] | GESCOM | HSEPL | Clean Solar Power Tumkur Private Limited | Skyfri |  |  |  | 0.062833
Chittapur | Chittapur_ICR5 | String | Chittapur_ICR5_INV4_SMB5_S9 | PV Module String | Chittapur_ICR5_INV4_SMB5 |  |  |  |  | 42 | Main Inventory | In Operation | [15 empty] | GESCOM | HSEPL | Clean Solar Power Tumkur Private Limited | Skyfri |  |  |  | 0.062833
Chittapur | Chittapur_ICR5 | String | Chittapur_ICR5_INV4_SMB5_S10 | PV Module String | Chittapur_ICR5_INV4_SMB5 |  |  |  |  | 42 | Main Inventory | In Operation | [15 empty] | GESCOM | HSEPL | Clean Solar Power Tumkur Private Limited | Skyfri |  |  |  | 0.062833
Chittapur | Chittapur_ICR5 | String | Chittapur_ICR5_INV4_SMB5_S11 | PV Module String | Chittapur_ICR5_INV4_SMB5 |  |  |  |  | 42 | Main Inventory | In Operation | [15 empty] | GESCOM | HSEPL | Clean Solar Power Tumkur Private Limited | Skyfri |  |  |  | 0.062833
Chittapur | Chittapur_ICR5 | String | Chittapur_ICR5_INV4_SMB5_S12 | PV Module String | Chittapur_ICR5_INV4_SMB5 |  |  |  |  | 42 | Main Inventory | In Operation | [15 empty] | GESCOM | HSEPL | Clean Solar Power Tumkur Private Limited | Skyfri |  |  |  | 0.062833
Chittapur | Chittapur_ICR5 | String | Chittapur_ICR5_INV4_SMB5_S13 | PV Module String | Chittapur_ICR5_INV4_SMB5 |  |  |  |  | 42 | Main Inventory | In Operation | [15 empty] | GESCOM | HSEPL | Clean Solar Power Tumkur Private Limited | Skyfri |  |  |  | 0.062833
Chittapur | Chittapur_ICR5 | String | Chittapur_ICR5_INV4_SMB6_S1 | PV Module String | Chittapur_ICR5_INV4_SMB6 |  |  |  |  | 42 | Main Inventory | In Operation | [15 empty] | GESCOM | HSEPL | Clean Solar Power Tumkur Private Limited | Skyfri |  |  |  | 0.062833
Chittapur | Chittapur_ICR5 | String | Chittapur_ICR5_INV4_SMB6_S2 | PV Module String | Chittapur_ICR5_INV4_SMB6 |  |  |  |  | 42 | Main Inventory | In Operation | [15 empty] | GESCOM | HSEPL | Clean Solar Power Tumkur Private Limited | Skyfri |  |  |  | 0.062833
Chittapur | Chittapur_ICR5 | String | Chittapur_ICR5_INV4_SMB6_S3 | PV Module String | Chittapur_ICR5_INV4_SMB6 |  |  |  |  | 42 | Main Inventory | In Operation | [15 empty] | GESCOM | HSEPL | Clean Solar Power Tumkur Private Limited | Skyfri |  |  |  | 0.062833
Chittapur | Chittapur_ICR5 | String | Chittapur_ICR5_INV4_SMB6_S4 | PV Module String | Chittapur_ICR5_INV4_SMB6 |  |  |  |  | 42 | Main Inventory | In Operation | [15 empty] | GESCOM | HSEPL | Clean Solar Power Tumkur Private Limited | Skyfri |  |  |  | 0.062833
Chittapur | Chittapur_ICR5 | String | Chittapur_ICR5_INV4_SMB6_S5 | PV Module String | Chittapur_ICR5_INV4_SMB6 |  |  |  |  | 42 | Main Inventory | In Operation | [15 empty] | GESCOM | HSEPL | Clean Solar Power Tumkur Private Limited | Skyfri |  |  |  | 0.062833
Chittapur | Chittapur_ICR5 | String | Chittapur_ICR5_INV4_SMB6_S6 | PV Module String | Chittapur_ICR5_INV4_SMB6 |  |  |  |  | 42 | Main Inventory | In Operation | [15 empty] | GESCOM | HSEPL | Clean Solar Power Tumkur Private Limited | Skyfri |  |  |  | 0.062833
Chittapur | Chittapur_ICR5 | String | Chittapur_ICR5_INV4_SMB6_S7 | PV Module String | Chittapur_ICR5_INV4_SMB6 |  |  |  |  | 42 | Main Inventory | In Operation | [15 empty] | GESCOM | HSEPL | Clean Solar Power Tumkur Private Limited | Skyfri |  |  |  | 0.062833
Chittapur | Chittapur_ICR5 | String | Chittapur_ICR5_INV4_SMB6_S8 | PV Module String | Chittapur_ICR5_INV4_SMB6 |  |  |  |  | 42 | Main Inventory | In Operation | [15 empty] | GESCOM | HSEPL | Clean Solar Power Tumkur Private Limited | Skyfri |  |  |  | 0.062833
Chittapur | Chittapur_ICR5 | String | Chittapur_ICR5_INV4_SMB6_S9 | PV Module String | Chittapur_ICR5_INV4_SMB6 |  |  |  |  | 42 | Main Inventory | In Operation | [15 empty] | GESCOM | HSEPL | Clean Solar Power Tumkur Private Limited | Skyfri |  |  |  | 0.062833
Chittapur | Chittapur_ICR5 | String | Chittapur_ICR5_INV4_SMB6_S10 | PV Module String | Chittapur_ICR5_INV4_SMB6 |  |  |  |  | 42 | Main Inventory | In Operation | [15 empty] | GESCOM | HSEPL | Clean Solar Power Tumkur Private Limited | Skyfri |  |  |  | 0.062833
Chittapur | Chittapur_ICR5 | String | Chittapur_ICR5_INV4_SMB6_S11 | PV Module String | Chittapur_ICR5_INV4_SMB6 |  |  |  |  | 42 | Main Inventory | In Operation | [15 empty] | GESCOM | HSEPL | Clean Solar Power Tumkur Private Limited | Skyfri |  |  |  | 0.062833
Chittapur | Chittapur_ICR5 | String | Chittapur_ICR5_INV4_SMB6_S12 | PV Module String | Chittapur_ICR5_INV4_SMB6 |  |  |  |  | 42 | Main Inventory | In Operation | [15 empty] | GESCOM | HSEPL | Clean Solar Power Tumkur Private Limited | Skyfri |  |  |  | 0.062833
Chittapur | Chittapur_ICR5 | String | Chittapur_ICR5_INV4_SMB6_S13 | PV Module String | Chittapur_ICR5_INV4_SMB6 |  |  |  |  | 42 | Main Inventory | In Operation | [15 empty] | GESCOM | HSEPL | Clean Solar Power Tumkur Private Limited | Skyfri |  |  |  | 0.062833
Chittapur | Chittapur_ICR5 | String | Chittapur_ICR5_INV4_SMB7_S1 | PV Module String | Chittapur_ICR5_INV4_SMB7 |  |  |  |  | 42 | Main Inventory | In Operation | [15 empty] | GESCOM | HSEPL | Clean Solar Power Tumkur Private Limited | Skyfri |  |  |  | 0.062833
Chittapur | Chittapur_ICR5 | String | Chittapur_ICR5_INV4_SMB7_S2 | PV Module String | Chittapur_ICR5_INV4_SMB7 |  |  |  |  | 42 | Main Inventory | In Operation | [15 empty] | GESCOM | HSEPL | Clean Solar Power Tumkur Private Limited | Skyfri |  |  |  | 0.062833
Chittapur | Chittapur_ICR5 | String | Chittapur_ICR5_INV4_SMB7_S3 | PV Module String | Chittapur_ICR5_INV4_SMB7 |  |  |  |  | 42 | Main Inventory | In Operation | [15 empty] | GESCOM | HSEPL | Clean Solar Power Tumkur Private Limited | Skyfri |  |  |  | 0.062833
Chittapur | Chittapur_ICR5 | String | Chittapur_ICR5_INV4_SMB7_S4 | PV Module String | Chittapur_ICR5_INV4_SMB7 |  |  |  |  | 42 | Main Inventory | In Operation | [15 empty] | GESCOM | HSEPL | Clean Solar Power Tumkur Private Limited | Skyfri |  |  |  | 0.062833
Chittapur | Chittapur_ICR5 | String | Chittapur_ICR5_INV4_SMB7_S5 | PV Module String | Chittapur_ICR5_INV4_SMB7 |  |  |  |  | 42 | Main Inventory | In Operation | [15 empty] | GESCOM | HSEPL | Clean Solar Power Tumkur Private Limited | Skyfri |  |  |  | 0.062833
Chittapur | Chittapur_ICR5 | String | Chittapur_ICR5_INV4_SMB7_S6 | PV Module String | Chittapur_ICR5_INV4_SMB7 |  |  |  |  | 42 | Main Inventory | In Operation | [15 empty] | GESCOM | HSEPL | Clean Solar Power Tumkur Private Limited | Skyfri |  |  |  | 0.062833
Chittapur | Chittapur_ICR5 | String | Chittapur_ICR5_INV4_SMB7_S7 | PV Module String | Chittapur_ICR5_INV4_SMB7 |  |  |  |  | 42 | Main Inventory | In Operation | [15 empty] | GESCOM | HSEPL | Clean Solar Power Tumkur Private Limited | Skyfri |  |  |  | 0.062833
Chittapur | Chittapur_ICR5 | String | Chittapur_ICR5_INV4_SMB7_S8 | PV Module String | Chittapur_ICR5_INV4_SMB7 |  |  |  |  | 42 | Main Inventory | In Operation | [15 empty] | GESCOM | HSEPL | Clean Solar Power Tumkur Private Limited | Skyfri |  |  |  | 0.062833
Chittapur | Chittapur_ICR5 | String | Chittapur_ICR5_INV4_SMB7_S9 | PV Module String | Chittapur_ICR5_INV4_SMB7 |  |  |  |  | 21 | Main Inventory | In Operation | [15 empty] | GESCOM | HSEPL | Clean Solar Power Tumkur Private Limited | Skyfri |  |  |  | 0.062833
Chittapur | Chittapur_MCR | Open Area | Chittapur_MCR Non PV Area | Open Area | [6 empty] | Main Inventory | In Operation | [15 empty] | Group Captive | HSEPL | Clean Solar Power Chittapur Private Limited | Meera Corporation Kr |  |  |  | 20
Chittapur | Chittapur_ICR1 | Room | Chittapur_ICR1 Room | Room | Chittapur_ICR1_IDT
Chittapur | Chittapur_ICR2 | Room | Chittapur_ICR2 Room | Room | Chittapur_ICR2_IDT
Chittapur | Chittapur_ICR3 | Room | Chittapur_ICR3 Room | Room | Chittapur_ICR3_IDT
Chittapur | Chittapur_ICR4 | Room | Chittapur_ICR4 Room | Room | Chittapur_ICR4_IDT
Chittapur | Chittapur_ICR5 | Room | Chittapur_ICR5 Room | Room | Chittapur_ICR5_IDT
Chittapur | Chittapur_MCR | Room | Chittapur_MCR Room | Room | Chittapur_Switchyard_Power Transformer
Chittapur | Chittapur_MCR | Room | Chittapur_MCR DC Field | Room

## Missing
DC Fuse Box
Earthpit
LA
Pyranometer
Scada PC
Soil Monitoring System

## Area
Acre | No. of SMB | Acre per string
106 | 142 | 0.74648
Acre | No. of String | Acre per string
106 | 1687 | 0.062833

## Check
Asset_Name | Asset_Parent_Name | Check
Chittapur_ICR1_IDT | Chittapur_ICR1_RMU | Chittapur_ICR1_RMU
Chittapur_ICR1_ACDB | Chittapur_ICR1_IDT | Chittapur_ICR1_IDT
Chittapur_ICR1_Aux-Trafo | Chittapur_ICR1_IDT | Chittapur_ICR1_IDT
Chittapur_ICR1_UPS | Chittapur_ICR1_ACDB | Chittapur_ICR1_ACDB
Chittapur_ICR1_RMU | Chittapur_Switchyard_Power Transformer | Chittapur_Switchyard_Power Transformer
Chittapur_ICR1_INV1 | Chittapur_ICR1 Room | Chittapur_ICR1 Room
Chittapur_ICR1_INV2 | Chittapur_ICR1 Room | Chittapur_ICR1 Room
Chittapur_ICR1_INV3 | Chittapur_ICR1 Room | Chittapur_ICR1 Room
Chittapur_ICR1_INV4 | Chittapur_ICR1 Room | Chittapur_ICR1 Room
Chittapur_ICR1_ACDB LT Panel | Chittapur_ICR1_IDT | Chittapur_ICR1_IDT
Chittapur_ICR1_INV1_SMB1 | Chittapur_ICR1_INV1 | Chittapur_ICR1_INV1
Chittapur_ICR1_INV1_SMB2 | Chittapur_ICR1_INV1 | Chittapur_ICR1_INV1
Chittapur_ICR1_INV1_SMB3 | Chittapur_ICR1_INV1 | Chittapur_ICR1_INV1
Chittapur_ICR1_INV1_SMB4 | Chittapur_ICR1_INV1 | Chittapur_ICR1_INV1
Chittapur_ICR1_INV1_SMB5 | Chittapur_ICR1_INV1 | Chittapur_ICR1_INV1
Chittapur_ICR1_INV1_SMB6 | Chittapur_ICR1_INV1 | Chittapur_ICR1_INV1
Chittapur_ICR1_INV1_SMB7 | Chittapur_ICR1_INV1 | Chittapur_ICR1_INV1
Chittapur_ICR1_INV2_SMB1 | Chittapur_ICR1_INV2 | Chittapur_ICR1_INV2
Chittapur_ICR1_INV2_SMB2 | Chittapur_ICR1_INV2 | Chittapur_ICR1_INV2
Chittapur_ICR1_INV2_SMB3 | Chittapur_ICR1_INV2 | Chittapur_ICR1_INV2
Chittapur_ICR1_INV2_SMB4 | Chittapur_ICR1_INV2 | Chittapur_ICR1_INV2
Chittapur_ICR1_INV2_SMB5 | Chittapur_ICR1_INV2 | Chittapur_ICR1_INV2
Chittapur_ICR1_INV2_SMB6 | Chittapur_ICR1_INV2 | Chittapur_ICR1_INV2
Chittapur_ICR1_INV2_SMB7 | Chittapur_ICR1_INV2 | Chittapur_ICR1_INV2
Chittapur_ICR1_INV3_SMB1 | Chittapur_ICR1_INV3 | Chittapur_ICR1_INV3
Chittapur_ICR1_INV3_SMB2 | Chittapur_ICR1_INV3 | Chittapur_ICR1_INV3
Chittapur_ICR1_INV3_SMB3 | Chittapur_ICR1_INV3 | Chittapur_ICR1_INV3
Chittapur_ICR1_INV3_SMB4 | Chittapur_ICR1_INV3 | Chittapur_ICR1_INV3
Chittapur_ICR1_INV3_SMB5 | Chittapur_ICR1_INV3 | Chittapur_ICR1_INV3
Chittapur_ICR1_INV3_SMB6 | Chittapur_ICR1_INV3 | Chittapur_ICR1_INV3
Chittapur_ICR1_INV3_SMB7 | Chittapur_ICR1_INV3 | Chittapur_ICR1_INV3
Chittapur_ICR1_INV4_SMB1 | Chittapur_ICR1_INV4 | Chittapur_ICR1_INV4
Chittapur_ICR1_INV4_SMB2 | Chittapur_ICR1_INV4 | Chittapur_ICR1_INV4
Chittapur_ICR1_INV4_SMB3 | Chittapur_ICR1_INV4 | Chittapur_ICR1_INV4
Chittapur_ICR1_INV4_SMB4 | Chittapur_ICR1_INV4 | Chittapur_ICR1_INV4
Chittapur_ICR1_INV4_SMB5 | Chittapur_ICR1_INV4 | Chittapur_ICR1_INV4
Chittapur_ICR1_INV4_SMB6 | Chittapur_ICR1_INV4 | Chittapur_ICR1_INV4
Chittapur_ICR1_INV4_SMB7 | Chittapur_ICR1_INV4 | Chittapur_ICR1_INV4
Chittapur_ICR2_IDT | Chittapur_ICR2_RMU | Chittapur_ICR2_RMU
Chittapur_ICR2_ACDB | Chittapur_ICR2_IDT | Chittapur_ICR2_IDT
Chittapur_ICR2_Aux-Trafo | Chittapur_ICR2_IDT | Chittapur_ICR2_IDT
Chittapur_ICR2_UPS | Chittapur_ICR2_ACDB | Chittapur_ICR2_ACDB
Chittapur_ICR2_RMU | Chittapur_Switchyard_Power Transformer | Chittapur_Switchyard_Power Transformer
Chittapur_ICR2_INV1 | Chittapur_ICR2 Room | Chittapur_ICR2 Room
Chittapur_ICR2_INV2 | Chittapur_ICR2 Room | Chittapur_ICR2 Room
Chittapur_ICR2_INV3 | Chittapur_ICR2 Room | Chittapur_ICR2 Room
Chittapur_ICR2_INV4 | Chittapur_ICR2 Room | Chittapur_ICR2 Room
Chittapur_ICR2_ACDB LT Panel | Chittapur_ICR2_IDT | Chittapur_ICR2_IDT
Chittapur_ICR2_INV1_SMB1 | Chittapur_ICR2_INV1 | Chittapur_ICR2_INV1
Chittapur_ICR2_INV1_SMB2 | Chittapur_ICR2_INV1 | Chittapur_ICR2_INV1
Chittapur_ICR2_INV1_SMB3 | Chittapur_ICR2_INV1 | Chittapur_ICR2_INV1
Chittapur_ICR2_INV1_SMB4 | Chittapur_ICR2_INV1 | Chittapur_ICR2_INV1
Chittapur_ICR2_INV1_SMB5 | Chittapur_ICR2_INV1 | Chittapur_ICR2_INV1
Chittapur_ICR2_INV1_SMB6 | Chittapur_ICR2_INV1 | Chittapur_ICR2_INV1
Chittapur_ICR2_INV1_SMB7 | Chittapur_ICR2_INV1 | Chittapur_ICR2_INV1
Chittapur_ICR2_INV1_SMB8 | Chittapur_ICR2_INV1 | Chittapur_ICR2_INV1
Chittapur_ICR2_INV2_SMB1 | Chittapur_ICR2_INV2 | Chittapur_ICR2_INV2
Chittapur_ICR2_INV2_SMB2 | Chittapur_ICR2_INV2 | Chittapur_ICR2_INV2
Chittapur_ICR2_INV2_SMB3 | Chittapur_ICR2_INV2 | Chittapur_ICR2_INV2
Chittapur_ICR2_INV2_SMB4 | Chittapur_ICR2_INV2 | Chittapur_ICR2_INV2
Chittapur_ICR2_INV2_SMB5 | Chittapur_ICR2_INV2 | Chittapur_ICR2_INV2
Chittapur_ICR2_INV2_SMB6 | Chittapur_ICR2_INV2 | Chittapur_ICR2_INV2
Chittapur_ICR2_INV2_SMB7 | Chittapur_ICR2_INV2 | Chittapur_ICR2_INV2
Chittapur_ICR2_INV3_SMB1 | Chittapur_ICR2_INV3 | Chittapur_ICR2_INV3
Chittapur_ICR2_INV3_SMB2 | Chittapur_ICR2_INV3 | Chittapur_ICR2_INV3
Chittapur_ICR2_INV3_SMB3 | Chittapur_ICR2_INV3 | Chittapur_ICR2_INV3
Chittapur_ICR2_INV3_SMB4 | Chittapur_ICR2_INV3 | Chittapur_ICR2_INV3
Chittapur_ICR2_INV3_SMB5 | Chittapur_ICR2_INV3 | Chittapur_ICR2_INV3
Chittapur_ICR2_INV3_SMB6 | Chittapur_ICR2_INV3 | Chittapur_ICR2_INV3
Chittapur_ICR2_INV3_SMB7 | Chittapur_ICR2_INV3 | Chittapur_ICR2_INV3
Chittapur_ICR2_INV4_SMB1 | Chittapur_ICR2_INV4 | Chittapur_ICR2_INV4
Chittapur_ICR2_INV4_SMB2 | Chittapur_ICR2_INV4 | Chittapur_ICR2_INV4
Chittapur_ICR2_INV4_SMB3 | Chittapur_ICR2_INV4 | Chittapur_ICR2_INV4
Chittapur_ICR2_INV4_SMB4 | Chittapur_ICR2_INV4 | Chittapur_ICR2_INV4
Chittapur_ICR2_INV4_SMB5 | Chittapur_ICR2_INV4 | Chittapur_ICR2_INV4
Chittapur_ICR2_INV4_SMB6 | Chittapur_ICR2_INV4 | Chittapur_ICR2_INV4
Chittapur_ICR2_INV4_SMB7 | Chittapur_ICR2_INV4 | Chittapur_ICR2_INV4
Chittapur_ICR3_IDT | Chittapur_ICR4_RMU | Chittapur_ICR4_RMU
Chittapur_ICR3_ACDB | Chittapur_ICR3_IDT | Chittapur_ICR3_IDT
Chittapur_ICR4_Aux-Trafo | Chittapur_ICR4_IDT | Chittapur_ICR4_IDT
Chittapur_ICR4_UPS | Chittapur_ICR4_ACDB | Chittapur_ICR4_ACDB
Chittapur_ICR4_RMU | Chittapur_Switchyard_Power Transformer | Chittapur_Switchyard_Power Transformer
Chittapur_ICR3_INV1 | Chittapur_ICR4 Room | Chittapur_ICR4 Room
Chittapur_ICR3_INV2 | Chittapur_ICR3 Room | Chittapur_ICR3 Room
Chittapur_ICR3_INV3 | Chittapur_ICR3 Room | Chittapur_ICR3 Room
Chittapur_ICR3_INV4 | Chittapur_ICR3 Room | Chittapur_ICR3 Room
Chittapur_ICR3_ACDB LT Panel | Chittapur_ICR3_IDT | Chittapur_ICR3_IDT
Chittapur_ICR3_INV1_SMB1 | Chittapur_ICR3_INV1 | Chittapur_ICR3_INV1
Chittapur_ICR3_INV1_SMB2 | Chittapur_ICR3_INV1 | Chittapur_ICR3_INV1
Chittapur_ICR3_INV1_SMB3 | Chittapur_ICR3_INV1 | Chittapur_ICR3_INV1
Chittapur_ICR3_INV1_SMB4 | Chittapur_ICR3_INV1 | Chittapur_ICR3_INV1
Chittapur_ICR3_INV1_SMB5 | Chittapur_ICR3_INV1 | Chittapur_ICR3_INV1
Chittapur_ICR3_INV1_SMB6 | Chittapur_ICR3_INV1 | Chittapur_ICR3_INV1
Chittapur_ICR3_INV1_SMB7 | Chittapur_ICR3_INV1 | Chittapur_ICR3_INV1
Chittapur_ICR3_INV2_SMB1 | Chittapur_ICR3_INV2 | Chittapur_ICR3_INV2
Chittapur_ICR3_INV2_SMB2 | Chittapur_ICR3_INV2 | Chittapur_ICR3_INV2
Chittapur_ICR3_INV2_SMB3 | Chittapur_ICR3_INV2 | Chittapur_ICR3_INV2
Chittapur_ICR3_INV2_SMB4 | Chittapur_ICR3_INV2 | Chittapur_ICR3_INV2
Chittapur_ICR3_INV2_SMB5 | Chittapur_ICR3_INV2 | Chittapur_ICR3_INV2
Chittapur_ICR3_INV2_SMB6 | Chittapur_ICR3_INV2 | Chittapur_ICR3_INV2
Chittapur_ICR3_INV2_SMB7 | Chittapur_ICR3_INV2 | Chittapur_ICR3_INV2
Chittapur_ICR3_INV3_SMB1 | Chittapur_ICR3_INV3 | Chittapur_ICR3_INV3
Chittapur_ICR3_INV3_SMB2 | Chittapur_ICR3_INV3 | Chittapur_ICR3_INV3
Chittapur_ICR3_INV3_SMB3 | Chittapur_ICR3_INV3 | Chittapur_ICR3_INV3
Chittapur_ICR3_INV3_SMB4 | Chittapur_ICR3_INV3 | Chittapur_ICR3_INV3
Chittapur_ICR3_INV3_SMB5 | Chittapur_ICR3_INV3 | Chittapur_ICR3_INV3
Chittapur_ICR3_INV3_SMB6 | Chittapur_ICR3_INV3 | Chittapur_ICR3_INV3
Chittapur_ICR3_INV3_SMB7 | Chittapur_ICR3_INV3 | Chittapur_ICR3_INV3
Chittapur_ICR3_INV4_SMB1 | Chittapur_ICR3_INV4 | Chittapur_ICR3_INV4
Chittapur_ICR3_INV4_SMB2 | Chittapur_ICR3_INV4 | Chittapur_ICR3_INV4
Chittapur_ICR3_INV4_SMB3 | Chittapur_ICR3_INV4 | Chittapur_ICR3_INV4
Chittapur_ICR3_INV4_SMB4 | Chittapur_ICR3_INV4 | Chittapur_ICR3_INV4
Chittapur_ICR3_INV4_SMB5 | Chittapur_ICR3_INV4 | Chittapur_ICR3_INV4
Chittapur_ICR3_INV4_SMB6 | Chittapur_ICR3_INV4 | Chittapur_ICR3_INV4
Chittapur_ICR3_INV4_SMB7 | Chittapur_ICR3_INV4 | Chittapur_ICR3_INV4
Chittapur_ICR4_IDT | Chittapur_ICR4_RMU | Chittapur_ICR4_RMU
Chittapur_ICR4_ACDB | Chittapur_ICR4_IDT | Chittapur_ICR4_IDT
Chittapur_ICR4_INV1 | Chittapur_ICR4 Room | Chittapur_ICR4 Room
Chittapur_ICR4_INV2 | Chittapur_ICR4 Room | Chittapur_ICR4 Room
Chittapur_ICR4_INV3 | Chittapur_ICR4 Room | Chittapur_ICR4 Room
Chittapur_ICR4_INV4 | Chittapur_ICR4 Room | Chittapur_ICR4 Room
Chittapur_ICR4_ACDB LT Panel | Chittapur_ICR4_IDT | Chittapur_ICR4_IDT
Chittapur_ICR4_INV1_SMB1 | Chittapur_ICR4_INV1 | Chittapur_ICR4_INV1
Chittapur_ICR4_INV1_SMB2 | Chittapur_ICR4_INV1 | Chittapur_ICR4_INV1
Chittapur_ICR4_INV1_SMB3 | Chittapur_ICR4_INV1 | Chittapur_ICR4_INV1
Chittapur_ICR4_INV1_SMB4 | Chittapur_ICR4_INV1 | Chittapur_ICR4_INV1
Chittapur_ICR4_INV1_SMB5 | Chittapur_ICR4_INV1 | Chittapur_ICR4_INV1
Chittapur_ICR4_INV1_SMB6 | Chittapur_ICR4_INV1 | Chittapur_ICR4_INV1
Chittapur_ICR4_INV1_SMB7 | Chittapur_ICR4_INV1 | Chittapur_ICR4_INV1
Chittapur_ICR4_INV2_SMB1 | Chittapur_ICR4_INV2 | Chittapur_ICR4_INV2
Chittapur_ICR4_INV2_SMB2 | Chittapur_ICR4_INV2 | Chittapur_ICR4_INV2
Chittapur_ICR4_INV2_SMB3 | Chittapur_ICR4_INV2 | Chittapur_ICR4_INV2
Chittapur_ICR4_INV2_SMB4 | Chittapur_ICR4_INV2 | Chittapur_ICR4_INV2
Chittapur_ICR4_INV2_SMB5 | Chittapur_ICR4_INV2 | Chittapur_ICR4_INV2
Chittapur_ICR4_INV2_SMB6 | Chittapur_ICR4_INV2 | Chittapur_ICR4_INV2
Chittapur_ICR4_INV2_SMB7 | Chittapur_ICR4_INV2 | Chittapur_ICR4_INV2
Chittapur_ICR4_INV2_SMB8 | Chittapur_ICR4_INV2 | Chittapur_ICR4_INV2
Chittapur_ICR4_INV3_SMB1 | Chittapur_ICR4_INV3 | Chittapur_ICR4_INV3
Chittapur_ICR4_INV3_SMB2 | Chittapur_ICR4_INV3 | Chittapur_ICR4_INV3
Chittapur_ICR4_INV3_SMB3 | Chittapur_ICR4_INV3 | Chittapur_ICR4_INV3
Chittapur_ICR4_INV3_SMB4 | Chittapur_ICR4_INV3 | Chittapur_ICR4_INV3
Chittapur_ICR4_INV3_SMB5 | Chittapur_ICR4_INV3 | Chittapur_ICR4_INV3
Chittapur_ICR4_INV3_SMB6 | Chittapur_ICR4_INV3 | Chittapur_ICR4_INV3
Chittapur_ICR4_INV3_SMB7 | Chittapur_ICR4_INV3 | Chittapur_ICR4_INV3
Chittapur_ICR4_INV4_SMB1 | Chittapur_ICR4_INV4 | Chittapur_ICR4_INV4
Chittapur_ICR4_INV4_SMB2 | Chittapur_ICR4_INV4 | Chittapur_ICR4_INV4
Chittapur_ICR4_INV4_SMB3 | Chittapur_ICR4_INV4 | Chittapur_ICR4_INV4
Chittapur_ICR4_INV4_SMB4 | Chittapur_ICR4_INV4 | Chittapur_ICR4_INV4
Chittapur_ICR4_INV4_SMB5 | Chittapur_ICR4_INV4 | Chittapur_ICR4_INV4
Chittapur_ICR4_INV4_SMB6 | Chittapur_ICR4_INV4 | Chittapur_ICR4_INV4
Chittapur_ICR4_INV4_SMB7 | Chittapur_ICR4_INV4 | Chittapur_ICR4_INV4
Chittapur_ICR5_IDT | Chittapur_ICR5_RMU | Chittapur_ICR5_RMU
Chittapur_ICR5_ACDB | Chittapur_ICR5_IDT | Chittapur_ICR5_IDT
Chittapur_ICR5_Aux-Trafo | Chittapur_ICR5_IDT | Chittapur_ICR5_IDT
Chittapur_ICR5_UPS | Chittapur_ICR5_ACDB | Chittapur_ICR5_ACDB
Chittapur_ICR5_RMU | Chittapur_Switchyard_Power Transformer | Chittapur_Switchyard_Power Transformer
Chittapur_ICR5_INV1 | Chittapur_ICR5 Room | Chittapur_ICR5 Room
Chittapur_ICR5_INV2 | Chittapur_ICR5 Room | Chittapur_ICR5 Room
Chittapur_ICR5_INV3 | Chittapur_ICR5 Room | Chittapur_ICR5 Room
Chittapur_ICR5_INV4 | Chittapur_ICR5 Room | Chittapur_ICR5 Room
Chittapur_ICR5_ACDB LT Panel | Chittapur_ICR5_IDT | Chittapur_ICR5_IDT
Chittapur_ICR5_INV1_SMB1 | Chittapur_ICR5_INV1 | Chittapur_ICR5_INV1
Chittapur_ICR5_INV1_SMB2 | Chittapur_ICR5_INV1 | Chittapur_ICR5_INV1
Chittapur_ICR5_INV1_SMB3 | Chittapur_ICR5_INV1 | Chittapur_ICR5_INV1
Chittapur_ICR5_INV1_SMB4 | Chittapur_ICR5_INV1 | Chittapur_ICR5_INV1
Chittapur_ICR5_INV1_SMB5 | Chittapur_ICR5_INV1 | Chittapur_ICR5_INV1
Chittapur_ICR5_INV1_SMB6 | Chittapur_ICR5_INV1 | Chittapur_ICR5_INV1
Chittapur_ICR5_INV1_SMB7 | Chittapur_ICR5_INV1 | Chittapur_ICR5_INV1
Chittapur_ICR5_INV2_SMB1 | Chittapur_ICR5_INV2 | Chittapur_ICR5_INV2
Chittapur_ICR5_INV2_SMB2 | Chittapur_ICR5_INV2 | Chittapur_ICR5_INV2
Chittapur_ICR5_INV2_SMB3 | Chittapur_ICR5_INV2 | Chittapur_ICR5_INV2
Chittapur_ICR5_INV2_SMB4 | Chittapur_ICR5_INV2 | Chittapur_ICR5_INV2
Chittapur_ICR5_INV2_SMB5 | Chittapur_ICR5_INV2 | Chittapur_ICR5_INV2
Chittapur_ICR5_INV2_SMB6 | Chittapur_ICR5_INV2 | Chittapur_ICR5_INV2
Chittapur_ICR5_INV2_SMB7 | Chittapur_ICR5_INV2 | Chittapur_ICR5_INV2
Chittapur_ICR5_INV3_SMB1 | Chittapur_ICR5_INV3 | Chittapur_ICR5_INV3
Chittapur_ICR5_INV3_SMB2 | Chittapur_ICR5_INV3 | Chittapur_ICR5_INV3
Chittapur_ICR5_INV3_SMB3 | Chittapur_ICR5_INV3 | Chittapur_ICR5_INV3
Chittapur_ICR5_INV3_SMB4 | Chittapur_ICR5_INV3 | Chittapur_ICR5_INV3
Chittapur_ICR5_INV3_SMB5 | Chittapur_ICR5_INV3 | Chittapur_ICR5_INV3
Chittapur_ICR5_INV3_SMB6 | Chittapur_ICR5_INV3 | Chittapur_ICR5_INV3
Chittapur_ICR5_INV3_SMB7 | Chittapur_ICR5_INV3 | Chittapur_ICR5_INV3
Chittapur_ICR5_INV4_SMB1 | Chittapur_ICR5_INV4 | Chittapur_ICR5_INV4
Chittapur_ICR5_INV4_SMB2 | Chittapur_ICR5_INV4 | Chittapur_ICR5_INV4
Chittapur_ICR5_INV4_SMB3 | Chittapur_ICR5_INV4 | Chittapur_ICR5_INV4
Chittapur_ICR5_INV4_SMB4 | Chittapur_ICR5_INV4 | Chittapur_ICR5_INV4
Chittapur_ICR5_INV4_SMB5 | Chittapur_ICR5_INV4 | Chittapur_ICR5_INV4
Chittapur_ICR5_INV4_SMB6 | Chittapur_ICR5_INV4 | Chittapur_ICR5_INV4
Chittapur_ICR5_INV4_SMB7 | Chittapur_ICR5_INV4 | Chittapur_ICR5_INV4
Chittapur_MCR_Pyranometer-GHI | Chittapur_MCR_PLC Panel | Chittapur_MCR_PLC Panel
Chittapur_MCR_Pyranometer-GTI | Chittapur_MCR_PLC Panel | Chittapur_MCR_PLC Panel
Chittapur_MCR_Pyranometer-POA1 | Chittapur_MCR_PLC Panel | Chittapur_MCR_PLC Panel
Chittapur_MCR_Pyranometer-POA2 | Chittapur_MCR_PLC Panel | Chittapur_MCR_PLC Panel
Chittapur_MCR_Pyranometer-POA3 | Chittapur_MCR_PLC Panel | Chittapur_MCR_PLC Panel
Chittapur_MCR_Weather Station | Chittapur_MCR_PLC Panel | Chittapur_MCR_PLC Panel
Chittapur_Switchyard_Aux-Trafo | Chittapur_Switchyard_Power Transformer | Chittapur_Switchyard_Power Transformer
Chittapur_MCR_Control & Relay Panel | Chittapur_Transmission Line | Chittapur_Transmission Line
Chittapur_MCR_RTCC | Chittapur_Switchyard_Power Transformer | Chittapur_Switchyard_Power Transformer
Chittapur_MCR_ACDB | Chittapur_MCR_ACDB_LT Panel | #N/A
Chittapur_MCR_NIFPS | Chittapur_Switchyard_Power Transformer | Chittapur_Switchyard_Power Transformer
Chittapur_MCR_Battery Charger | Chittapur_MCR_ACDB LT Panel | Chittapur_MCR_ACDB LT Panel
Chittapur_MCR_UPS | Chittapur_MCR_ACDB | Chittapur_MCR_ACDB
Chittapur_MCR_ACDB LT Panel | Chittapur_Switchyard_Aux-Trafo | Chittapur_Switchyard_Aux-Trafo
Chittapur_MCR_SCADA Server | Chittapur_MCR_PLC Panel | Chittapur_MCR_PLC Panel
Chittapur_MCR_SCADA Software | Chittapur_MCR_PLC Panel | Chittapur_MCR_PLC Panel
Chittapur_MCR_SQL Server Licence | Chittapur_MCR_PLC Panel | Chittapur_MCR_PLC Panel
Chittapur_MCR_Data Logger | Chittapur_MCR_PLC Panel | Chittapur_MCR_PLC Panel
Chittapur_MCR_11kV_OG Feeder | Chittapur_Switchyard_Power Transformer | Chittapur_Switchyard_Power Transformer
Chittapur_MCR_11kV_Aux Feeder | Chittapur_Switchyard_Power Transformer | Chittapur_Switchyard_Power Transformer
Chittapur_MCR_ICR1_11kV Feeder | Chittapur_Switchyard_Power Transformer | Chittapur_Switchyard_Power Transformer
Chittapur_MCR_ICR2_11kV Feeder | Chittapur_Switchyard_Power Transformer | Chittapur_Switchyard_Power Transformer
Chittapur_MCR_ICR3_11kV Feeder | Chittapur_Switchyard_Power Transformer | Chittapur_Switchyard_Power Transformer
Chittapur_MCR_ICR4_11kV Feeder | Chittapur_Switchyard_Power Transformer | Chittapur_Switchyard_Power Transformer
Chittapur_MCR_ICR5_11kV Feeder | Chittapur_Switchyard_Power Transformer | Chittapur_Switchyard_Power Transformer
Chittapur_MCR_11kV Capacitor Feeder | Chittapur_Switchyard_Power Transformer | Chittapur_Switchyard_Power Transformer
Chittapur_Switchyard_Power Transformer | Chittapur_Transmission Line | Chittapur_Transmission Line
Chittapur_Switchyard_Trafo Side LA R-Phase | Chittapur_MCR_Control & Relay Panel | Chittapur_MCR_Control & Relay Panel
Chittapur_Switchyard_Trafo Side LA Y-Phase | Chittapur_MCR_Control & Relay Panel | Chittapur_MCR_Control & Relay Panel
Chittapur_Switchyard_Trafo Side LA B-Phase | Chittapur_MCR_Control & Relay Panel | Chittapur_MCR_Control & Relay Panel
Chittapur_Switchyard_Trafo Side Isolator | Chittapur_MCR_Control & Relay Panel | Chittapur_MCR_Control & Relay Panel
Chittapur_Switchyard_SF6 Breaker | Chittapur_MCR_Control & Relay Panel | Chittapur_MCR_Control & Relay Panel
Chittapur_Switchyard_Protection CT R-Phase | Chittapur_Switchyard_Power Transformer | Chittapur_Switchyard_Power Transformer
Chittapur_Switchyard_Protection CT Y-Phase | Chittapur_Switchyard_Power Transformer | Chittapur_Switchyard_Power Transformer
Chittapur_Switchyard_Protection CT B-Phase | Chittapur_Switchyard_Power Transformer | Chittapur_Switchyard_Power Transformer
Chittapur_Switchyard_Metering PT R-Phase | Chittapur_Switchyard_Power Transformer | Chittapur_Switchyard_Power Transformer
Chittapur_Switchyard_Metering PT Y-Phase | Chittapur_Switchyard_Power Transformer | Chittapur_Switchyard_Power Transformer
Chittapur_Switchyard_Metering PT B-Phase | Chittapur_Switchyard_Power Transformer | Chittapur_Switchyard_Power Transformer
Chittapur_Switchyard_Line Side Isolator | Chittapur_MCR_Control & Relay Panel | Chittapur_MCR_Control & Relay Panel
Chittapur_Switchyard_Line Side LA R-Phase | Chittapur_MCR_Control & Relay Panel | Chittapur_MCR_Control & Relay Panel
Chittapur_Switchyard_Line Side LA Y-Phase | Chittapur_MCR_Control & Relay Panel | Chittapur_MCR_Control & Relay Panel
Chittapur_Switchyard_Line Side LA B-Phase | Chittapur_MCR_Control & Relay Panel | Chittapur_MCR_Control & Relay Panel
Chittapur_PV Array_LA |  | #N/A
Chittapur_MCR_Fire Alarm Panel | Chittapur_Switchyard_Power Transformer | Chittapur_Switchyard_Power Transformer
Chittapur_MCR_CCTV Camera | Chittapur_MCR Room | Chittapur_MCR Room
Chittapur_MCR_Air Conditioner | Chittapur_MCR Room | Chittapur_MCR Room
Chittapur_MCR_AC Stabilizer1 | Chittapur_MCR Room | Chittapur_MCR Room
Chittapur_MCR_AC Stabilizer2 | Chittapur_MCR Room | Chittapur_MCR Room
Chittapur_MCS System |  | #N/A
Chittapur_Transmission Line |  | #N/A
Chittapur_MCR_Crowdstrike Window Sensor | Chittapur_MCR_PLC Panel | Chittapur_MCR_PLC Panel
Chittapur_MCR_Microsoft SQL Server | Chittapur_MCR_PLC Panel | Chittapur_MCR_PLC Panel
Chittapur_MCR_Microsoft SQL Server Management Studio | Chittapur_MCR_PLC Panel | Chittapur_MCR_PLC Panel
Chittapur_MCR_Live Data Manager | Chittapur_MCR_PLC Panel | Chittapur_MCR_PLC Panel
Chittapur_MCR_Proficy Machine Edition | Chittapur_MCR_PLC Panel | Chittapur_MCR_PLC Panel
Chittapur_MCR_Proficy HMI SCADA Cimplicity | Chittapur_MCR_PLC Panel | Chittapur_MCR_PLC Panel
Chittapur_ICR1_INV1_TRK1 |  | #N/A
Chittapur_ICR1_INV1_TRK2 |  | #N/A
Chittapur_ICR1_INV1_TRK3 |  | #N/A
Chittapur_ICR1_INV2_TRK4 |  | #N/A
Chittapur_ICR1_INV2_TRK5 |  | #N/A
Chittapur_ICR1_INV2_TRK6 |  | #N/A
Chittapur_ICR1_INV3_TRK7 |  | #N/A
Chittapur_ICR1_INV3_TRK8 |  | #N/A
Chittapur_ICR1_INV3_TRK9 |  | #N/A
Chittapur_ICR1_INV3_TRK10 |  | #N/A
Chittapur_ICR1_INV4_TRK11 |  | #N/A
Chittapur_ICR1_INV4_TRK13 |  | #N/A
Chittapur_ICR1_INV4_TRK14 |  | #N/A
Chittapur_ICR2_INV1_TRK23 |  | #N/A
Chittapur_ICR2_INV1_TRK24 |  | #N/A
Chittapur_ICR2_INV1_TRK26 |  | #N/A
Chittapur_ICR2_INV2_TRK18 |  | #N/A
Chittapur_ICR2_INV2_TRK20 |  | #N/A
Chittapur_ICR2_INV2_TRK21 |  | #N/A
Chittapur_ICR2_INV3_TRK12 |  | #N/A
Chittapur_ICR2_INV3_TRK15 |  | #N/A
Chittapur_ICR2_INV3_TRK16 |  | #N/A
Chittapur_ICR2_INV4_TRK17 |  | #N/A
Chittapur_ICR2_INV4_TRK19 |  | #N/A
Chittapur_ICR2_INV4_TRK22 |  | #N/A
Chittapur_ICR3_INV1_TRK25 |  | #N/A
Chittapur_ICR3_INV1_TRK27 |  | #N/A
Chittapur_ICR3_INV1_TRK28 |  | #N/A
Chittapur_ICR3_INV2_TRK29 |  | #N/A
Chittapur_ICR3_INV2_TRK30 |  | #N/A
Chittapur_ICR3_INV2_TRK31 |  | #N/A
Chittapur_ICR3_INV2_TRK32 |  | #N/A
Chittapur_ICR3_INV3_TRK33 |  | #N/A
Chittapur_ICR3_INV3_TRK34 |  | #N/A
Chittapur_ICR3_INV3_TRK35 |  | #N/A
Chittapur_ICR3_INV4_TRK36 |  | #N/A
Chittapur_ICR3_INV4_TRK37 |  | #N/A
Chittapur_ICR3_INV4_TRK38 |  | #N/A
Chittapur_ICR4_INV1_TRK39 |  | #N/A
Chittapur_ICR4_INV1_TRK40 |  | #N/A
Chittapur_ICR4_INV1_TRK41 |  | #N/A
Chittapur_ICR4_INV1_TRK42 |  | #N/A
Chittapur_ICR4_INV2_TRK41 |  | #N/A
Chittapur_ICR4_INV2_TRK38 |  | #N/A
Chittapur_ICR4_INV2_TRK63 |  | #N/A
Chittapur_ICR4_INV2_TRK64 |  | #N/A
Chittapur_ICR4_INV3_TRK45 |  | #N/A
Chittapur_ICR4_INV3_TRK46 |  | #N/A
Chittapur_ICR4_INV3_TRK50 |  | #N/A
Chittapur_ICR4_INV4_TRK42 |  | #N/A
Chittapur_ICR4_INV4_TRK43 |  | #N/A
Chittapur_ICR4_INV4_TRK44 |  | #N/A
Chittapur_ICR4_INV4_TRK64 |  | #N/A
Chittapur_ICR5_INV1_TRK48 |  | #N/A
Chittapur_ICR5_INV1_TRK49 |  | #N/A
Chittapur_ICR5_INV1_TRK51 |  | #N/A
Chittapur_ICR5_INV2_TRK52 |  | #N/A
Chittapur_ICR5_INV2_TRK53 |  | #N/A
Chittapur_ICR5_INV2_TRK54 |  | #N/A
Chittapur_ICR5_INV3_TRK56 |  | #N/A
Chittapur_ICR5_INV3_TRK57 |  | #N/A
Chittapur_ICR5_INV3_TRK59 |  | #N/A
Chittapur_ICR5_INV3_TRK60 |  | #N/A
Chittapur_ICR5_INV4_TRK58 |  | #N/A
Chittapur_ICR5_INV4_TRK60 |  | #N/A
Chittapur_ICR5_INV4_TRK47 |  | #N/A
Chittapur_ICR5_INV4_TRK61 |  | #N/A
Chittapur_ICR1_PLC Processor | Chittapur_ICR1_PLC Panel | Chittapur_ICR1_PLC Panel
Chittapur_ICR1_PLC_OFC to Ethernet | Chittapur_ICR1_PLC Panel | Chittapur_ICR1_PLC Panel
Chittapur_ICR1_DI Module | Chittapur_ICR1_PLC Panel | Chittapur_ICR1_PLC Panel
Chittapur_ICR1_AI Module | Chittapur_ICR1_PLC Panel | Chittapur_ICR1_PLC Panel
Chittapur_ICR2_PLC Processor | Chittapur_ICR2_PLC Panel | Chittapur_ICR2_PLC Panel
Chittapur_ICR2_PLC_OFC to Ethernet | Chittapur_ICR2_PLC Panel | Chittapur_ICR2_PLC Panel
Chittapur_ICR2_DI Module | Chittapur_ICR2_PLC Panel | Chittapur_ICR2_PLC Panel
Chittapur_ICR2_AI Module | Chittapur_ICR2_PLC Panel | Chittapur_ICR2_PLC Panel
Chittapur_ICR3_PLC Processor | Chittapur_ICR3_PLC Panel | Chittapur_ICR3_PLC Panel
Chittapur_ICR3_PLC_OFC to Ethernet | Chittapur_ICR3_PLC Panel | Chittapur_ICR3_PLC Panel
Chittapur_ICR3_DI Module | Chittapur_ICR3_PLC Panel | Chittapur_ICR3_PLC Panel
Chittapur_ICR3_AI Module | Chittapur_ICR3_PLC Panel | Chittapur_ICR3_PLC Panel
Chittapur_ICR4_PLC Processor | Chittapur_ICR4_PLC Panel | Chittapur_ICR4_PLC Panel
Chittapur_ICR4_PLC_OFC to Ethernet | Chittapur_ICR4_PLC Panel | Chittapur_ICR4_PLC Panel
Chittapur_ICR4_DI Module | Chittapur_ICR4_PLC Panel | Chittapur_ICR4_PLC Panel
Chittapur_ICR4_AI Module | Chittapur_ICR4_PLC Panel | Chittapur_ICR4_PLC Panel
Chittapur_ICR5_PLC Processor | Chittapur_ICR5_PLC Panel | Chittapur_ICR5_PLC Panel
Chittapur_ICR5_PLC_OFC to Ethernet | Chittapur_ICR5_PLC Panel | Chittapur_ICR5_PLC Panel
Chittapur_ICR5_DI Module | Chittapur_ICR5_PLC Panel | Chittapur_ICR5_PLC Panel
Chittapur_ICR5_AI Module | Chittapur_ICR5_PLC Panel | Chittapur_ICR5_PLC Panel
Chittapur_MCR_PLC Processor | Chittapur_MCR_PLC Panel | Chittapur_MCR_PLC Panel
Chittapur_MCR_PLC_OFC to Ethernet | Chittapur_MCR_PLC Panel | Chittapur_MCR_PLC Panel
Chittapur_MCR_DI Module | Chittapur_MCR_PLC Panel | Chittapur_MCR_PLC Panel
Chittapur_MCR_AI Module | Chittapur_MCR_PLC Panel | Chittapur_MCR_PLC Panel
Chittapur_Switchyard_Energy Meter-Main | Chittapur_Transmission Line | Chittapur_Transmission Line
Chittapur_Switchyard_Energy Meter-Check | Chittapur_Transmission Line | Chittapur_Transmission Line
Chittapur_ICR3_Aux-Trafo | Chittapur_ICR3_IDT | Chittapur_ICR3_IDT
Chittapur_ICR1_PLC Panel | Chittapur_MCR_PLC Panel | Chittapur_MCR_PLC Panel
Chittapur_ICR2_PLC Panel | Chittapur_MCR_PLC Panel | Chittapur_MCR_PLC Panel
Chittapur_ICR3_PLC Panel | Chittapur_MCR_PLC Panel | Chittapur_MCR_PLC Panel
Chittapur_ICR4_PLC Panel | Chittapur_MCR_PLC Panel | Chittapur_MCR_PLC Panel
Chittapur_ICR5_PLC Panel | Chittapur_MCR_PLC Panel | Chittapur_MCR_PLC Panel
Chittapur_MCR_PLC Panel | Chittapur_Switchyard_Power Transformer | Chittapur_Switchyard_Power Transformer
Chittapur_ICR1_INV1_SMB1_S1 | Chittapur_ICR1_INV1_SMB1 | Chittapur_ICR1_INV1_SMB1
Chittapur_ICR1_INV1_SMB1_S2 | Chittapur_ICR1_INV1_SMB1 | Chittapur_ICR1_INV1_SMB1
Chittapur_ICR1_INV1_SMB1_S3 | Chittapur_ICR1_INV1_SMB1 | Chittapur_ICR1_INV1_SMB1
Chittapur_ICR1_INV1_SMB1_S4 | Chittapur_ICR1_INV1_SMB1 | Chittapur_ICR1_INV1_SMB1
Chittapur_ICR1_INV1_SMB1_S5 | Chittapur_ICR1_INV1_SMB1 | Chittapur_ICR1_INV1_SMB1
Chittapur_ICR1_INV1_SMB1_S6 | Chittapur_ICR1_INV1_SMB1 | Chittapur_ICR1_INV1_SMB1
Chittapur_ICR1_INV1_SMB1_S7 | Chittapur_ICR1_INV1_SMB1 | Chittapur_ICR1_INV1_SMB1
Chittapur_ICR1_INV1_SMB1_S8 | Chittapur_ICR1_INV1_SMB1 | Chittapur_ICR1_INV1_SMB1
Chittapur_ICR1_INV1_SMB1_S9 | Chittapur_ICR1_INV1_SMB1 | Chittapur_ICR1_INV1_SMB1
Chittapur_ICR1_INV1_SMB1_S10 | Chittapur_ICR1_INV1_SMB1 | Chittapur_ICR1_INV1_SMB1
Chittapur_ICR1_INV1_SMB1_S11 | Chittapur_ICR1_INV1_SMB1 | Chittapur_ICR1_INV1_SMB1
Chittapur_ICR1_INV1_SMB1_S12 | Chittapur_ICR1_INV1_SMB1 | Chittapur_ICR1_INV1_SMB1
Chittapur_ICR1_INV1_SMB2_S1 | Chittapur_ICR1_INV1_SMB2 | Chittapur_ICR1_INV1_SMB2
Chittapur_ICR1_INV1_SMB2_S2 | Chittapur_ICR1_INV1_SMB2 | Chittapur_ICR1_INV1_SMB2
Chittapur_ICR1_INV1_SMB2_S3 | Chittapur_ICR1_INV1_SMB2 | Chittapur_ICR1_INV1_SMB2
Chittapur_ICR1_INV1_SMB2_S4 | Chittapur_ICR1_INV1_SMB2 | Chittapur_ICR1_INV1_SMB2
Chittapur_ICR1_INV1_SMB2_S5 | Chittapur_ICR1_INV1_SMB2 | Chittapur_ICR1_INV1_SMB2
Chittapur_ICR1_INV1_SMB2_S6 | Chittapur_ICR1_INV1_SMB2 | Chittapur_ICR1_INV1_SMB2
Chittapur_ICR1_INV1_SMB2_S7 | Chittapur_ICR1_INV1_SMB2 | Chittapur_ICR1_INV1_SMB2
Chittapur_ICR1_INV1_SMB2_S8 | Chittapur_ICR1_INV1_SMB2 | Chittapur_ICR1_INV1_SMB2
Chittapur_ICR1_INV1_SMB2_S9 | Chittapur_ICR1_INV1_SMB2 | Chittapur_ICR1_INV1_SMB2
Chittapur_ICR1_INV1_SMB2_S10 | Chittapur_ICR1_INV1_SMB2 | Chittapur_ICR1_INV1_SMB2
Chittapur_ICR1_INV1_SMB2_S11 | Chittapur_ICR1_INV1_SMB2 | Chittapur_ICR1_INV1_SMB2
Chittapur_ICR1_INV1_SMB2_S12 | Chittapur_ICR1_INV1_SMB2 | Chittapur_ICR1_INV1_SMB2
Chittapur_ICR1_INV1_SMB3_S1 | Chittapur_ICR1_INV1_SMB3 | Chittapur_ICR1_INV1_SMB3
Chittapur_ICR1_INV1_SMB3_S2 | Chittapur_ICR1_INV1_SMB3 | Chittapur_ICR1_INV1_SMB3
Chittapur_ICR1_INV1_SMB3_S3 | Chittapur_ICR1_INV1_SMB3 | Chittapur_ICR1_INV1_SMB3
Chittapur_ICR1_INV1_SMB3_S4 | Chittapur_ICR1_INV1_SMB3 | Chittapur_ICR1_INV1_SMB3
Chittapur_ICR1_INV1_SMB3_S5 | Chittapur_ICR1_INV1_SMB3 | Chittapur_ICR1_INV1_SMB3
Chittapur_ICR1_INV1_SMB3_S6 | Chittapur_ICR1_INV1_SMB3 | Chittapur_ICR1_INV1_SMB3
Chittapur_ICR1_INV1_SMB3_S7 | Chittapur_ICR1_INV1_SMB3 | Chittapur_ICR1_INV1_SMB3
Chittapur_ICR1_INV1_SMB3_S8 | Chittapur_ICR1_INV1_SMB3 | Chittapur_ICR1_INV1_SMB3
Chittapur_ICR1_INV1_SMB3_S9 | Chittapur_ICR1_INV1_SMB3 | Chittapur_ICR1_INV1_SMB3
Chittapur_ICR1_INV1_SMB3_S10 | Chittapur_ICR1_INV1_SMB3 | Chittapur_ICR1_INV1_SMB3
Chittapur_ICR1_INV1_SMB3_S11 | Chittapur_ICR1_INV1_SMB3 | Chittapur_ICR1_INV1_SMB3
Chittapur_ICR1_INV1_SMB3_S12 | Chittapur_ICR1_INV1_SMB3 | Chittapur_ICR1_INV1_SMB3
Chittapur_ICR1_INV1_SMB4_S1 | Chittapur_ICR1_INV1_SMB4 | Chittapur_ICR1_INV1_SMB4
Chittapur_ICR1_INV1_SMB4_S2 | Chittapur_ICR1_INV1_SMB4 | Chittapur_ICR1_INV1_SMB4
Chittapur_ICR1_INV1_SMB4_S3 | Chittapur_ICR1_INV1_SMB4 | Chittapur_ICR1_INV1_SMB4
Chittapur_ICR1_INV1_SMB4_S4 | Chittapur_ICR1_INV1_SMB4 | Chittapur_ICR1_INV1_SMB4
Chittapur_ICR1_INV1_SMB4_S5 | Chittapur_ICR1_INV1_SMB4 | Chittapur_ICR1_INV1_SMB4
Chittapur_ICR1_INV1_SMB4_S6 | Chittapur_ICR1_INV1_SMB4 | Chittapur_ICR1_INV1_SMB4
Chittapur_ICR1_INV1_SMB4_S7 | Chittapur_ICR1_INV1_SMB4 | Chittapur_ICR1_INV1_SMB4
Chittapur_ICR1_INV1_SMB4_S8 | Chittapur_ICR1_INV1_SMB4 | Chittapur_ICR1_INV1_SMB4
Chittapur_ICR1_INV1_SMB4_S9 | Chittapur_ICR1_INV1_SMB4 | Chittapur_ICR1_INV1_SMB4
Chittapur_ICR1_INV1_SMB4_S10 | Chittapur_ICR1_INV1_SMB4 | Chittapur_ICR1_INV1_SMB4
Chittapur_ICR1_INV1_SMB4_S11 | Chittapur_ICR1_INV1_SMB4 | Chittapur_ICR1_INV1_SMB4
Chittapur_ICR1_INV1_SMB4_S12 | Chittapur_ICR1_INV1_SMB4 | Chittapur_ICR1_INV1_SMB4
Chittapur_ICR1_INV1_SMB5_S1 | Chittapur_ICR1_INV1_SMB5 | Chittapur_ICR1_INV1_SMB5
Chittapur_ICR1_INV1_SMB5_S2 | Chittapur_ICR1_INV1_SMB5 | Chittapur_ICR1_INV1_SMB5
Chittapur_ICR1_INV1_SMB5_S3 | Chittapur_ICR1_INV1_SMB5 | Chittapur_ICR1_INV1_SMB5
Chittapur_ICR1_INV1_SMB5_S4 | Chittapur_ICR1_INV1_SMB5 | Chittapur_ICR1_INV1_SMB5
Chittapur_ICR1_INV1_SMB5_S5 | Chittapur_ICR1_INV1_SMB5 | Chittapur_ICR1_INV1_SMB5
Chittapur_ICR1_INV1_SMB5_S6 | Chittapur_ICR1_INV1_SMB5 | Chittapur_ICR1_INV1_SMB5
Chittapur_ICR1_INV1_SMB5_S7 | Chittapur_ICR1_INV1_SMB5 | Chittapur_ICR1_INV1_SMB5
Chittapur_ICR1_INV1_SMB5_S8 | Chittapur_ICR1_INV1_SMB5 | Chittapur_ICR1_INV1_SMB5
Chittapur_ICR1_INV1_SMB5_S9 | Chittapur_ICR1_INV1_SMB5 | Chittapur_ICR1_INV1_SMB5
Chittapur_ICR1_INV1_SMB5_S10 | Chittapur_ICR1_INV1_SMB5 | Chittapur_ICR1_INV1_SMB5
Chittapur_ICR1_INV1_SMB5_S11 | Chittapur_ICR1_INV1_SMB5 | Chittapur_ICR1_INV1_SMB5
Chittapur_ICR1_INV1_SMB5_S12 | Chittapur_ICR1_INV1_SMB5 | Chittapur_ICR1_INV1_SMB5
Chittapur_ICR1_INV1_SMB6_S1 | Chittapur_ICR1_INV1_SMB6 | Chittapur_ICR1_INV1_SMB6
Chittapur_ICR1_INV1_SMB6_S2 | Chittapur_ICR1_INV1_SMB6 | Chittapur_ICR1_INV1_SMB6
Chittapur_ICR1_INV1_SMB6_S3 | Chittapur_ICR1_INV1_SMB6 | Chittapur_ICR1_INV1_SMB6
Chittapur_ICR1_INV1_SMB6_S4 | Chittapur_ICR1_INV1_SMB6 | Chittapur_ICR1_INV1_SMB6
Chittapur_ICR1_INV1_SMB6_S5 | Chittapur_ICR1_INV1_SMB6 | Chittapur_ICR1_INV1_SMB6
Chittapur_ICR1_INV1_SMB6_S6 | Chittapur_ICR1_INV1_SMB6 | Chittapur_ICR1_INV1_SMB6
Chittapur_ICR1_INV1_SMB6_S7 | Chittapur_ICR1_INV1_SMB6 | Chittapur_ICR1_INV1_SMB6
Chittapur_ICR1_INV1_SMB6_S8 | Chittapur_ICR1_INV1_SMB6 | Chittapur_ICR1_INV1_SMB6
Chittapur_ICR1_INV1_SMB6_S9 | Chittapur_ICR1_INV1_SMB6 | Chittapur_ICR1_INV1_SMB6
Chittapur_ICR1_INV1_SMB6_S10 | Chittapur_ICR1_INV1_SMB6 | Chittapur_ICR1_INV1_SMB6
Chittapur_ICR1_INV1_SMB6_S11 | Chittapur_ICR1_INV1_SMB6 | Chittapur_ICR1_INV1_SMB6
Chittapur_ICR1_INV1_SMB6_S12 | Chittapur_ICR1_INV1_SMB6 | Chittapur_ICR1_INV1_SMB6
Chittapur_ICR1_INV1_SMB7_S1 | Chittapur_ICR1_INV1_SMB7 | Chittapur_ICR1_INV1_SMB7
Chittapur_ICR1_INV1_SMB7_S2 | Chittapur_ICR1_INV1_SMB7 | Chittapur_ICR1_INV1_SMB7
Chittapur_ICR1_INV1_SMB7_S3 | Chittapur_ICR1_INV1_SMB7 | Chittapur_ICR1_INV1_SMB7
Chittapur_ICR1_INV1_SMB7_S4 | Chittapur_ICR1_INV1_SMB7 | Chittapur_ICR1_INV1_SMB7
Chittapur_ICR1_INV1_SMB7_S5 | Chittapur_ICR1_INV1_SMB7 | Chittapur_ICR1_INV1_SMB7
Chittapur_ICR1_INV1_SMB7_S6 | Chittapur_ICR1_INV1_SMB7 | Chittapur_ICR1_INV1_SMB7
Chittapur_ICR1_INV1_SMB7_S7 | Chittapur_ICR1_INV1_SMB7 | Chittapur_ICR1_INV1_SMB7
Chittapur_ICR1_INV1_SMB7_S8 | Chittapur_ICR1_INV1_SMB7 | Chittapur_ICR1_INV1_SMB7
Chittapur_ICR1_INV1_SMB7_S9 | Chittapur_ICR1_INV1_SMB7 | Chittapur_ICR1_INV1_SMB7
Chittapur_ICR1_INV1_SMB7_S10 | Chittapur_ICR1_INV1_SMB7 | Chittapur_ICR1_INV1_SMB7
Chittapur_ICR1_INV1_SMB7_S11 | Chittapur_ICR1_INV1_SMB7 | Chittapur_ICR1_INV1_SMB7
Chittapur_ICR1_INV1_SMB7_S12 | Chittapur_ICR1_INV1_SMB7 | Chittapur_ICR1_INV1_SMB7
Chittapur_ICR1_INV2_SMB1_S1 | Chittapur_ICR1_INV2_SMB1 | Chittapur_ICR1_INV2_SMB1
Chittapur_ICR1_INV2_SMB1_S2 | Chittapur_ICR1_INV2_SMB1 | Chittapur_ICR1_INV2_SMB1
Chittapur_ICR1_INV2_SMB1_S3 | Chittapur_ICR1_INV2_SMB1 | Chittapur_ICR1_INV2_SMB1
Chittapur_ICR1_INV2_SMB1_S4 | Chittapur_ICR1_INV2_SMB1 | Chittapur_ICR1_INV2_SMB1
Chittapur_ICR1_INV2_SMB1_S5 | Chittapur_ICR1_INV2_SMB1 | Chittapur_ICR1_INV2_SMB1
Chittapur_ICR1_INV2_SMB1_S6 | Chittapur_ICR1_INV2_SMB1 | Chittapur_ICR1_INV2_SMB1
Chittapur_ICR1_INV2_SMB1_S7 | Chittapur_ICR1_INV2_SMB1 | Chittapur_ICR1_INV2_SMB1
Chittapur_ICR1_INV2_SMB1_S8 | Chittapur_ICR1_INV2_SMB1 | Chittapur_ICR1_INV2_SMB1
Chittapur_ICR1_INV2_SMB1_S9 | Chittapur_ICR1_INV2_SMB1 | Chittapur_ICR1_INV2_SMB1
Chittapur_ICR1_INV2_SMB1_S10 | Chittapur_ICR1_INV2_SMB1 | Chittapur_ICR1_INV2_SMB1
Chittapur_ICR1_INV2_SMB1_S11 | Chittapur_ICR1_INV2_SMB1 | Chittapur_ICR1_INV2_SMB1
Chittapur_ICR1_INV2_SMB1_S12 | Chittapur_ICR1_INV2_SMB1 | Chittapur_ICR1_INV2_SMB1
Chittapur_ICR1_INV2_SMB2_S1 | Chittapur_ICR1_INV2_SMB2 | Chittapur_ICR1_INV2_SMB2
Chittapur_ICR1_INV2_SMB2_S2 | Chittapur_ICR1_INV2_SMB2 | Chittapur_ICR1_INV2_SMB2
Chittapur_ICR1_INV2_SMB2_S3 | Chittapur_ICR1_INV2_SMB2 | Chittapur_ICR1_INV2_SMB2
Chittapur_ICR1_INV2_SMB2_S4 | Chittapur_ICR1_INV2_SMB2 | Chittapur_ICR1_INV2_SMB2
Chittapur_ICR1_INV2_SMB2_S5 | Chittapur_ICR1_INV2_SMB2 | Chittapur_ICR1_INV2_SMB2
Chittapur_ICR1_INV2_SMB2_S6 | Chittapur_ICR1_INV2_SMB2 | Chittapur_ICR1_INV2_SMB2
Chittapur_ICR1_INV2_SMB2_S7 | Chittapur_ICR1_INV2_SMB2 | Chittapur_ICR1_INV2_SMB2
Chittapur_ICR1_INV2_SMB2_S8 | Chittapur_ICR1_INV2_SMB2 | Chittapur_ICR1_INV2_SMB2
Chittapur_ICR1_INV2_SMB2_S9 | Chittapur_ICR1_INV2_SMB2 | Chittapur_ICR1_INV2_SMB2
Chittapur_ICR1_INV2_SMB2_S10 | Chittapur_ICR1_INV2_SMB2 | Chittapur_ICR1_INV2_SMB2
Chittapur_ICR1_INV2_SMB2_S11 | Chittapur_ICR1_INV2_SMB2 | Chittapur_ICR1_INV2_SMB2
Chittapur_ICR1_INV2_SMB2_S12 | Chittapur_ICR1_INV2_SMB2 | Chittapur_ICR1_INV2_SMB2
Chittapur_ICR1_INV2_SMB3_S1 | Chittapur_ICR1_INV2_SMB3 | Chittapur_ICR1_INV2_SMB3
Chittapur_ICR1_INV2_SMB3_S2 | Chittapur_ICR1_INV2_SMB3 | Chittapur_ICR1_INV2_SMB3
Chittapur_ICR1_INV2_SMB3_S3 | Chittapur_ICR1_INV2_SMB3 | Chittapur_ICR1_INV2_SMB3
Chittapur_ICR1_INV2_SMB3_S4 | Chittapur_ICR1_INV2_SMB3 | Chittapur_ICR1_INV2_SMB3
Chittapur_ICR1_INV2_SMB3_S5 | Chittapur_ICR1_INV2_SMB3 | Chittapur_ICR1_INV2_SMB3
Chittapur_ICR1_INV2_SMB3_S6 | Chittapur_ICR1_INV2_SMB3 | Chittapur_ICR1_INV2_SMB3
Chittapur_ICR1_INV2_SMB3_S7 | Chittapur_ICR1_INV2_SMB3 | Chittapur_ICR1_INV2_SMB3
Chittapur_ICR1_INV2_SMB3_S8 | Chittapur_ICR1_INV2_SMB3 | Chittapur_ICR1_INV2_SMB3
Chittapur_ICR1_INV2_SMB3_S9 | Chittapur_ICR1_INV2_SMB3 | Chittapur_ICR1_INV2_SMB3
Chittapur_ICR1_INV2_SMB3_S10 | Chittapur_ICR1_INV2_SMB3 | Chittapur_ICR1_INV2_SMB3
Chittapur_ICR1_INV2_SMB3_S11 | Chittapur_ICR1_INV2_SMB3 | Chittapur_ICR1_INV2_SMB3
Chittapur_ICR1_INV2_SMB3_S12 | Chittapur_ICR1_INV2_SMB3 | Chittapur_ICR1_INV2_SMB3
Chittapur_ICR1_INV2_SMB4_S1 | Chittapur_ICR1_INV2_SMB4 | Chittapur_ICR1_INV2_SMB4
Chittapur_ICR1_INV2_SMB4_S2 | Chittapur_ICR1_INV2_SMB4 | Chittapur_ICR1_INV2_SMB4
Chittapur_ICR1_INV2_SMB4_S3 | Chittapur_ICR1_INV2_SMB4 | Chittapur_ICR1_INV2_SMB4
Chittapur_ICR1_INV2_SMB4_S4 | Chittapur_ICR1_INV2_SMB4 | Chittapur_ICR1_INV2_SMB4
Chittapur_ICR1_INV2_SMB4_S5 | Chittapur_ICR1_INV2_SMB4 | Chittapur_ICR1_INV2_SMB4
Chittapur_ICR1_INV2_SMB4_S6 | Chittapur_ICR1_INV2_SMB4 | Chittapur_ICR1_INV2_SMB4
Chittapur_ICR1_INV2_SMB4_S7 | Chittapur_ICR1_INV2_SMB4 | Chittapur_ICR1_INV2_SMB4
Chittapur_ICR1_INV2_SMB4_S8 | Chittapur_ICR1_INV2_SMB4 | Chittapur_ICR1_INV2_SMB4
Chittapur_ICR1_INV2_SMB4_S9 | Chittapur_ICR1_INV2_SMB4 | Chittapur_ICR1_INV2_SMB4
Chittapur_ICR1_INV2_SMB4_S10 | Chittapur_ICR1_INV2_SMB4 | Chittapur_ICR1_INV2_SMB4
Chittapur_ICR1_INV2_SMB4_S11 | Chittapur_ICR1_INV2_SMB4 | Chittapur_ICR1_INV2_SMB4
Chittapur_ICR1_INV2_SMB4_S12 | Chittapur_ICR1_INV2_SMB4 | Chittapur_ICR1_INV2_SMB4
Chittapur_ICR1_INV2_SMB5_S1 | Chittapur_ICR1_INV2_SMB5 | Chittapur_ICR1_INV2_SMB5
Chittapur_ICR1_INV2_SMB5_S2 | Chittapur_ICR1_INV2_SMB5 | Chittapur_ICR1_INV2_SMB5
Chittapur_ICR1_INV2_SMB5_S3 | Chittapur_ICR1_INV2_SMB5 | Chittapur_ICR1_INV2_SMB5
Chittapur_ICR1_INV2_SMB5_S4 | Chittapur_ICR1_INV2_SMB5 | Chittapur_ICR1_INV2_SMB5
Chittapur_ICR1_INV2_SMB5_S5 | Chittapur_ICR1_INV2_SMB5 | Chittapur_ICR1_INV2_SMB5
Chittapur_ICR1_INV2_SMB5_S6 | Chittapur_ICR1_INV2_SMB5 | Chittapur_ICR1_INV2_SMB5
Chittapur_ICR1_INV2_SMB5_S7 | Chittapur_ICR1_INV2_SMB5 | Chittapur_ICR1_INV2_SMB5
Chittapur_ICR1_INV2_SMB5_S8 | Chittapur_ICR1_INV2_SMB5 | Chittapur_ICR1_INV2_SMB5
Chittapur_ICR1_INV2_SMB5_S9 | Chittapur_ICR1_INV2_SMB5 | Chittapur_ICR1_INV2_SMB5
Chittapur_ICR1_INV2_SMB5_S10 | Chittapur_ICR1_INV2_SMB5 | Chittapur_ICR1_INV2_SMB5
Chittapur_ICR1_INV2_SMB5_S11 | Chittapur_ICR1_INV2_SMB5 | Chittapur_ICR1_INV2_SMB5
Chittapur_ICR1_INV2_SMB5_S12 | Chittapur_ICR1_INV2_SMB5 | Chittapur_ICR1_INV2_SMB5
Chittapur_ICR1_INV2_SMB6_S1 | Chittapur_ICR1_INV2_SMB6 | Chittapur_ICR1_INV2_SMB6
Chittapur_ICR1_INV2_SMB6_S2 | Chittapur_ICR1_INV2_SMB6 | Chittapur_ICR1_INV2_SMB6
Chittapur_ICR1_INV2_SMB6_S3 | Chittapur_ICR1_INV2_SMB6 | Chittapur_ICR1_INV2_SMB6
Chittapur_ICR1_INV2_SMB6_S4 | Chittapur_ICR1_INV2_SMB6 | Chittapur_ICR1_INV2_SMB6
Chittapur_ICR1_INV2_SMB6_S5 | Chittapur_ICR1_INV2_SMB6 | Chittapur_ICR1_INV2_SMB6
Chittapur_ICR1_INV2_SMB6_S6 | Chittapur_ICR1_INV2_SMB6 | Chittapur_ICR1_INV2_SMB6
Chittapur_ICR1_INV2_SMB6_S7 | Chittapur_ICR1_INV2_SMB6 | Chittapur_ICR1_INV2_SMB6
Chittapur_ICR1_INV2_SMB6_S8 | Chittapur_ICR1_INV2_SMB6 | Chittapur_ICR1_INV2_SMB6
Chittapur_ICR1_INV2_SMB6_S9 | Chittapur_ICR1_INV2_SMB6 | Chittapur_ICR1_INV2_SMB6
Chittapur_ICR1_INV2_SMB6_S10 | Chittapur_ICR1_INV2_SMB6 | Chittapur_ICR1_INV2_SMB6
Chittapur_ICR1_INV2_SMB6_S11 | Chittapur_ICR1_INV2_SMB6 | Chittapur_ICR1_INV2_SMB6
Chittapur_ICR1_INV2_SMB6_S12 | Chittapur_ICR1_INV2_SMB6 | Chittapur_ICR1_INV2_SMB6
Chittapur_ICR1_INV2_SMB7_S1 | Chittapur_ICR1_INV2_SMB7 | Chittapur_ICR1_INV2_SMB7
Chittapur_ICR1_INV2_SMB7_S2 | Chittapur_ICR1_INV2_SMB7 | Chittapur_ICR1_INV2_SMB7
Chittapur_ICR1_INV2_SMB7_S3 | Chittapur_ICR1_INV2_SMB7 | Chittapur_ICR1_INV2_SMB7
Chittapur_ICR1_INV2_SMB7_S4 | Chittapur_ICR1_INV2_SMB7 | Chittapur_ICR1_INV2_SMB7
Chittapur_ICR1_INV2_SMB7_S5 | Chittapur_ICR1_INV2_SMB7 | Chittapur_ICR1_INV2_SMB7
Chittapur_ICR1_INV2_SMB7_S6 | Chittapur_ICR1_INV2_SMB7 | Chittapur_ICR1_INV2_SMB7
Chittapur_ICR1_INV2_SMB7_S7 | Chittapur_ICR1_INV2_SMB7 | Chittapur_ICR1_INV2_SMB7
Chittapur_ICR1_INV2_SMB7_S8 | Chittapur_ICR1_INV2_SMB7 | Chittapur_ICR1_INV2_SMB7
Chittapur_ICR1_INV2_SMB7_S9 | Chittapur_ICR1_INV2_SMB7 | Chittapur_ICR1_INV2_SMB7
Chittapur_ICR1_INV2_SMB7_S10 | Chittapur_ICR1_INV2_SMB7 | Chittapur_ICR1_INV2_SMB7
Chittapur_ICR1_INV2_SMB7_S11 | Chittapur_ICR1_INV2_SMB7 | Chittapur_ICR1_INV2_SMB7
Chittapur_ICR1_INV2_SMB7_S12 | Chittapur_ICR1_INV2_SMB7 | Chittapur_ICR1_INV2_SMB7
Chittapur_ICR1_INV3_SMB1_S1 | Chittapur_ICR1_INV3_SMB1 | Chittapur_ICR1_INV3_SMB1
Chittapur_ICR1_INV3_SMB1_S2 | Chittapur_ICR1_INV3_SMB1 | Chittapur_ICR1_INV3_SMB1
Chittapur_ICR1_INV3_SMB1_S3 | Chittapur_ICR1_INV3_SMB1 | Chittapur_ICR1_INV3_SMB1
Chittapur_ICR1_INV3_SMB1_S4 | Chittapur_ICR1_INV3_SMB1 | Chittapur_ICR1_INV3_SMB1
Chittapur_ICR1_INV3_SMB1_S5 | Chittapur_ICR1_INV3_SMB1 | Chittapur_ICR1_INV3_SMB1
Chittapur_ICR1_INV3_SMB1_S6 | Chittapur_ICR1_INV3_SMB1 | Chittapur_ICR1_INV3_SMB1
Chittapur_ICR1_INV3_SMB1_S7 | Chittapur_ICR1_INV3_SMB1 | Chittapur_ICR1_INV3_SMB1
Chittapur_ICR1_INV3_SMB1_S8 | Chittapur_ICR1_INV3_SMB1 | Chittapur_ICR1_INV3_SMB1
Chittapur_ICR1_INV3_SMB1_S9 | Chittapur_ICR1_INV3_SMB1 | Chittapur_ICR1_INV3_SMB1
Chittapur_ICR1_INV3_SMB1_S10 | Chittapur_ICR1_INV3_SMB1 | Chittapur_ICR1_INV3_SMB1
Chittapur_ICR1_INV3_SMB1_S11 | Chittapur_ICR1_INV3_SMB1 | Chittapur_ICR1_INV3_SMB1
Chittapur_ICR1_INV3_SMB1_S12 | Chittapur_ICR1_INV3_SMB1 | Chittapur_ICR1_INV3_SMB1
Chittapur_ICR1_INV3_SMB2_S1 | Chittapur_ICR1_INV3_SMB2 | Chittapur_ICR1_INV3_SMB2
Chittapur_ICR1_INV3_SMB2_S2 | Chittapur_ICR1_INV3_SMB2 | Chittapur_ICR1_INV3_SMB2
Chittapur_ICR1_INV3_SMB2_S3 | Chittapur_ICR1_INV3_SMB2 | Chittapur_ICR1_INV3_SMB2
Chittapur_ICR1_INV3_SMB2_S4 | Chittapur_ICR1_INV3_SMB2 | Chittapur_ICR1_INV3_SMB2
Chittapur_ICR1_INV3_SMB2_S5 | Chittapur_ICR1_INV3_SMB2 | Chittapur_ICR1_INV3_SMB2
Chittapur_ICR1_INV3_SMB2_S6 | Chittapur_ICR1_INV3_SMB2 | Chittapur_ICR1_INV3_SMB2
Chittapur_ICR1_INV3_SMB2_S7 | Chittapur_ICR1_INV3_SMB2 | Chittapur_ICR1_INV3_SMB2
Chittapur_ICR1_INV3_SMB2_S8 | Chittapur_ICR1_INV3_SMB2 | Chittapur_ICR1_INV3_SMB2
Chittapur_ICR1_INV3_SMB2_S9 | Chittapur_ICR1_INV3_SMB2 | Chittapur_ICR1_INV3_SMB2
Chittapur_ICR1_INV3_SMB2_S10 | Chittapur_ICR1_INV3_SMB2 | Chittapur_ICR1_INV3_SMB2
Chittapur_ICR1_INV3_SMB2_S11 | Chittapur_ICR1_INV3_SMB2 | Chittapur_ICR1_INV3_SMB2
Chittapur_ICR1_INV3_SMB2_S12 | Chittapur_ICR1_INV3_SMB2 | Chittapur_ICR1_INV3_SMB2
Chittapur_ICR1_INV3_SMB3_S1 | Chittapur_ICR1_INV3_SMB3 | Chittapur_ICR1_INV3_SMB3
Chittapur_ICR1_INV3_SMB3_S2 | Chittapur_ICR1_INV3_SMB3 | Chittapur_ICR1_INV3_SMB3
Chittapur_ICR1_INV3_SMB3_S3 | Chittapur_ICR1_INV3_SMB3 | Chittapur_ICR1_INV3_SMB3
Chittapur_ICR1_INV3_SMB3_S4 | Chittapur_ICR1_INV3_SMB3 | Chittapur_ICR1_INV3_SMB3
Chittapur_ICR1_INV3_SMB3_S5 | Chittapur_ICR1_INV3_SMB3 | Chittapur_ICR1_INV3_SMB3
Chittapur_ICR1_INV3_SMB3_S6 | Chittapur_ICR1_INV3_SMB3 | Chittapur_ICR1_INV3_SMB3
Chittapur_ICR1_INV3_SMB3_S7 | Chittapur_ICR1_INV3_SMB3 | Chittapur_ICR1_INV3_SMB3
Chittapur_ICR1_INV3_SMB3_S8 | Chittapur_ICR1_INV3_SMB3 | Chittapur_ICR1_INV3_SMB3
Chittapur_ICR1_INV3_SMB4_S1 | Chittapur_ICR1_INV3_SMB4 | Chittapur_ICR1_INV3_SMB4
Chittapur_ICR1_INV3_SMB4_S2 | Chittapur_ICR1_INV3_SMB4 | Chittapur_ICR1_INV3_SMB4
Chittapur_ICR1_INV3_SMB4_S3 | Chittapur_ICR1_INV3_SMB4 | Chittapur_ICR1_INV3_SMB4
Chittapur_ICR1_INV3_SMB4_S4 | Chittapur_ICR1_INV3_SMB4 | Chittapur_ICR1_INV3_SMB4
Chittapur_ICR1_INV3_SMB4_S5 | Chittapur_ICR1_INV3_SMB4 | Chittapur_ICR1_INV3_SMB4
Chittapur_ICR1_INV3_SMB4_S6 | Chittapur_ICR1_INV3_SMB4 | Chittapur_ICR1_INV3_SMB4
Chittapur_ICR1_INV3_SMB4_S7 | Chittapur_ICR1_INV3_SMB4 | Chittapur_ICR1_INV3_SMB4
Chittapur_ICR1_INV3_SMB4_S8 | Chittapur_ICR1_INV3_SMB4 | Chittapur_ICR1_INV3_SMB4
Chittapur_ICR1_INV3_SMB4_S9 | Chittapur_ICR1_INV3_SMB4 | Chittapur_ICR1_INV3_SMB4
Chittapur_ICR1_INV3_SMB4_S10 | Chittapur_ICR1_INV3_SMB4 | Chittapur_ICR1_INV3_SMB4
Chittapur_ICR1_INV3_SMB4_S11 | Chittapur_ICR1_INV3_SMB4 | Chittapur_ICR1_INV3_SMB4
Chittapur_ICR1_INV3_SMB4_S12 | Chittapur_ICR1_INV3_SMB4 | Chittapur_ICR1_INV3_SMB4
Chittapur_ICR1_INV3_SMB4_S13 | Chittapur_ICR1_INV3_SMB4 | Chittapur_ICR1_INV3_SMB4
Chittapur_ICR1_INV3_SMB4_S14 | Chittapur_ICR1_INV3_SMB4 | Chittapur_ICR1_INV3_SMB4
Chittapur_ICR1_INV3_SMB5_S1 | Chittapur_ICR1_INV3_SMB5 | Chittapur_ICR1_INV3_SMB5
Chittapur_ICR1_INV3_SMB5_S2 | Chittapur_ICR1_INV3_SMB5 | Chittapur_ICR1_INV3_SMB5
Chittapur_ICR1_INV3_SMB5_S3 | Chittapur_ICR1_INV3_SMB5 | Chittapur_ICR1_INV3_SMB5
Chittapur_ICR1_INV3_SMB5_S4 | Chittapur_ICR1_INV3_SMB5 | Chittapur_ICR1_INV3_SMB5
Chittapur_ICR1_INV3_SMB5_S5 | Chittapur_ICR1_INV3_SMB5 | Chittapur_ICR1_INV3_SMB5
Chittapur_ICR1_INV3_SMB5_S6 | Chittapur_ICR1_INV3_SMB5 | Chittapur_ICR1_INV3_SMB5
Chittapur_ICR1_INV3_SMB5_S7 | Chittapur_ICR1_INV3_SMB5 | Chittapur_ICR1_INV3_SMB5
Chittapur_ICR1_INV3_SMB5_S8 | Chittapur_ICR1_INV3_SMB5 | Chittapur_ICR1_INV3_SMB5
Chittapur_ICR1_INV3_SMB5_S9 | Chittapur_ICR1_INV3_SMB5 | Chittapur_ICR1_INV3_SMB5
Chittapur_ICR1_INV3_SMB5_S10 | Chittapur_ICR1_INV3_SMB5 | Chittapur_ICR1_INV3_SMB5
Chittapur_ICR1_INV3_SMB5_S11 | Chittapur_ICR1_INV3_SMB5 | Chittapur_ICR1_INV3_SMB5
Chittapur_ICR1_INV3_SMB5_S12 | Chittapur_ICR1_INV3_SMB5 | Chittapur_ICR1_INV3_SMB5
Chittapur_ICR1_INV3_SMB5_S13 | Chittapur_ICR1_INV3_SMB5 | Chittapur_ICR1_INV3_SMB5
Chittapur_ICR1_INV3_SMB5_S14 | Chittapur_ICR1_INV3_SMB5 | Chittapur_ICR1_INV3_SMB5
Chittapur_ICR1_INV3_SMB6_S1 | Chittapur_ICR1_INV3_SMB6 | Chittapur_ICR1_INV3_SMB6
Chittapur_ICR1_INV3_SMB6_S2 | Chittapur_ICR1_INV3_SMB6 | Chittapur_ICR1_INV3_SMB6
Chittapur_ICR1_INV3_SMB6_S3 | Chittapur_ICR1_INV3_SMB6 | Chittapur_ICR1_INV3_SMB6
Chittapur_ICR1_INV3_SMB6_S4 | Chittapur_ICR1_INV3_SMB6 | Chittapur_ICR1_INV3_SMB6
Chittapur_ICR1_INV3_SMB6_S5 | Chittapur_ICR1_INV3_SMB6 | Chittapur_ICR1_INV3_SMB6
Chittapur_ICR1_INV3_SMB6_S6 | Chittapur_ICR1_INV3_SMB6 | Chittapur_ICR1_INV3_SMB6
Chittapur_ICR1_INV3_SMB6_S7 | Chittapur_ICR1_INV3_SMB6 | Chittapur_ICR1_INV3_SMB6
Chittapur_ICR1_INV3_SMB6_S8 | Chittapur_ICR1_INV3_SMB6 | Chittapur_ICR1_INV3_SMB6
Chittapur_ICR1_INV3_SMB6_S9 | Chittapur_ICR1_INV3_SMB6 | Chittapur_ICR1_INV3_SMB6
Chittapur_ICR1_INV3_SMB6_S10 | Chittapur_ICR1_INV3_SMB6 | Chittapur_ICR1_INV3_SMB6
Chittapur_ICR1_INV3_SMB6_S11 | Chittapur_ICR1_INV3_SMB6 | Chittapur_ICR1_INV3_SMB6
Chittapur_ICR1_INV3_SMB6_S12 | Chittapur_ICR1_INV3_SMB6 | Chittapur_ICR1_INV3_SMB6
Chittapur_ICR1_INV3_SMB7_S1 | Chittapur_ICR1_INV3_SMB7 | Chittapur_ICR1_INV3_SMB7
Chittapur_ICR1_INV3_SMB7_S2 | Chittapur_ICR1_INV3_SMB7 | Chittapur_ICR1_INV3_SMB7
Chittapur_ICR1_INV3_SMB7_S3 | Chittapur_ICR1_INV3_SMB7 | Chittapur_ICR1_INV3_SMB7
Chittapur_ICR1_INV3_SMB7_S4 | Chittapur_ICR1_INV3_SMB7 | Chittapur_ICR1_INV3_SMB7
Chittapur_ICR1_INV3_SMB7_S5 | Chittapur_ICR1_INV3_SMB7 | Chittapur_ICR1_INV3_SMB7
Chittapur_ICR1_INV3_SMB7_S6 | Chittapur_ICR1_INV3_SMB7 | Chittapur_ICR1_INV3_SMB7
Chittapur_ICR1_INV3_SMB7_S7 | Chittapur_ICR1_INV3_SMB7 | Chittapur_ICR1_INV3_SMB7
Chittapur_ICR1_INV3_SMB7_S8 | Chittapur_ICR1_INV3_SMB7 | Chittapur_ICR1_INV3_SMB7
Chittapur_ICR1_INV3_SMB7_S9 | Chittapur_ICR1_INV3_SMB7 | Chittapur_ICR1_INV3_SMB7
Chittapur_ICR1_INV3_SMB7_S10 | Chittapur_ICR1_INV3_SMB7 | Chittapur_ICR1_INV3_SMB7
Chittapur_ICR1_INV3_SMB7_S11 | Chittapur_ICR1_INV3_SMB7 | Chittapur_ICR1_INV3_SMB7
Chittapur_ICR1_INV3_SMB7_S12 | Chittapur_ICR1_INV3_SMB7 | Chittapur_ICR1_INV3_SMB7
Chittapur_ICR1_INV4_SMB1_S1 | Chittapur_ICR1_INV4_SMB1 | Chittapur_ICR1_INV4_SMB1
Chittapur_ICR1_INV4_SMB1_S2 | Chittapur_ICR1_INV4_SMB1 | Chittapur_ICR1_INV4_SMB1
Chittapur_ICR1_INV4_SMB1_S3 | Chittapur_ICR1_INV4_SMB1 | Chittapur_ICR1_INV4_SMB1
Chittapur_ICR1_INV4_SMB1_S4 | Chittapur_ICR1_INV4_SMB1 | Chittapur_ICR1_INV4_SMB1
Chittapur_ICR1_INV4_SMB1_S5 | Chittapur_ICR1_INV4_SMB1 | Chittapur_ICR1_INV4_SMB1
Chittapur_ICR1_INV4_SMB1_S6 | Chittapur_ICR1_INV4_SMB1 | Chittapur_ICR1_INV4_SMB1
Chittapur_ICR1_INV4_SMB1_S7 | Chittapur_ICR1_INV4_SMB1 | Chittapur_ICR1_INV4_SMB1
Chittapur_ICR1_INV4_SMB1_S8 | Chittapur_ICR1_INV4_SMB1 | Chittapur_ICR1_INV4_SMB1
Chittapur_ICR1_INV4_SMB1_S9 | Chittapur_ICR1_INV4_SMB1 | Chittapur_ICR1_INV4_SMB1
Chittapur_ICR1_INV4_SMB1_S10 | Chittapur_ICR1_INV4_SMB1 | Chittapur_ICR1_INV4_SMB1
Chittapur_ICR1_INV4_SMB1_S11 | Chittapur_ICR1_INV4_SMB1 | Chittapur_ICR1_INV4_SMB1
Chittapur_ICR1_INV4_SMB1_S12 | Chittapur_ICR1_INV4_SMB1 | Chittapur_ICR1_INV4_SMB1
Chittapur_ICR1_INV4_SMB2_S1 | Chittapur_ICR1_INV4_SMB2 | Chittapur_ICR1_INV4_SMB2
Chittapur_ICR1_INV4_SMB2_S2 | Chittapur_ICR1_INV4_SMB2 | Chittapur_ICR1_INV4_SMB2
Chittapur_ICR1_INV4_SMB2_S3 | Chittapur_ICR1_INV4_SMB2 | Chittapur_ICR1_INV4_SMB2
Chittapur_ICR1_INV4_SMB2_S4 | Chittapur_ICR1_INV4_SMB2 | Chittapur_ICR1_INV4_SMB2
Chittapur_ICR1_INV4_SMB2_S5 | Chittapur_ICR1_INV4_SMB2 | Chittapur_ICR1_INV4_SMB2
Chittapur_ICR1_INV4_SMB2_S6 | Chittapur_ICR1_INV4_SMB2 | Chittapur_ICR1_INV4_SMB2
Chittapur_ICR1_INV4_SMB2_S7 | Chittapur_ICR1_INV4_SMB2 | Chittapur_ICR1_INV4_SMB2
Chittapur_ICR1_INV4_SMB2_S8 | Chittapur_ICR1_INV4_SMB2 | Chittapur_ICR1_INV4_SMB2
Chittapur_ICR1_INV4_SMB2_S9 | Chittapur_ICR1_INV4_SMB2 | Chittapur_ICR1_INV4_SMB2
Chittapur_ICR1_INV4_SMB2_S10 | Chittapur_ICR1_INV4_SMB2 | Chittapur_ICR1_INV4_SMB2
Chittapur_ICR1_INV4_SMB2_S11 | Chittapur_ICR1_INV4_SMB2 | Chittapur_ICR1_INV4_SMB2
Chittapur_ICR1_INV4_SMB2_S12 | Chittapur_ICR1_INV4_SMB2 | Chittapur_ICR1_INV4_SMB2
Chittapur_ICR1_INV4_SMB3_S1 | Chittapur_ICR1_INV4_SMB3 | Chittapur_ICR1_INV4_SMB3
Chittapur_ICR1_INV4_SMB3_S2 | Chittapur_ICR1_INV4_SMB3 | Chittapur_ICR1_INV4_SMB3
Chittapur_ICR1_INV4_SMB3_S3 | Chittapur_ICR1_INV4_SMB3 | Chittapur_ICR1_INV4_SMB3
Chittapur_ICR1_INV4_SMB3_S4 | Chittapur_ICR1_INV4_SMB3 | Chittapur_ICR1_INV4_SMB3
Chittapur_ICR1_INV4_SMB3_S5 | Chittapur_ICR1_INV4_SMB3 | Chittapur_ICR1_INV4_SMB3
Chittapur_ICR1_INV4_SMB3_S6 | Chittapur_ICR1_INV4_SMB3 | Chittapur_ICR1_INV4_SMB3
Chittapur_ICR1_INV4_SMB3_S7 | Chittapur_ICR1_INV4_SMB3 | Chittapur_ICR1_INV4_SMB3
Chittapur_ICR1_INV4_SMB3_S8 | Chittapur_ICR1_INV4_SMB3 | Chittapur_ICR1_INV4_SMB3
Chittapur_ICR1_INV4_SMB3_S9 | Chittapur_ICR1_INV4_SMB3 | Chittapur_ICR1_INV4_SMB3
Chittapur_ICR1_INV4_SMB3_S10 | Chittapur_ICR1_INV4_SMB3 | Chittapur_ICR1_INV4_SMB3
Chittapur_ICR1_INV4_SMB3_S11 | Chittapur_ICR1_INV4_SMB3 | Chittapur_ICR1_INV4_SMB3
Chittapur_ICR1_INV4_SMB3_S12 | Chittapur_ICR1_INV4_SMB3 | Chittapur_ICR1_INV4_SMB3
Chittapur_ICR1_INV4_SMB4_S1 | Chittapur_ICR1_INV4_SMB4 | Chittapur_ICR1_INV4_SMB4
Chittapur_ICR1_INV4_SMB4_S2 | Chittapur_ICR1_INV4_SMB4 | Chittapur_ICR1_INV4_SMB4
Chittapur_ICR1_INV4_SMB4_S3 | Chittapur_ICR1_INV4_SMB4 | Chittapur_ICR1_INV4_SMB4
Chittapur_ICR1_INV4_SMB4_S4 | Chittapur_ICR1_INV4_SMB4 | Chittapur_ICR1_INV4_SMB4
Chittapur_ICR1_INV4_SMB4_S5 | Chittapur_ICR1_INV4_SMB4 | Chittapur_ICR1_INV4_SMB4
Chittapur_ICR1_INV4_SMB4_S6 | Chittapur_ICR1_INV4_SMB4 | Chittapur_ICR1_INV4_SMB4
Chittapur_ICR1_INV4_SMB4_S7 | Chittapur_ICR1_INV4_SMB4 | Chittapur_ICR1_INV4_SMB4
Chittapur_ICR1_INV4_SMB4_S8 | Chittapur_ICR1_INV4_SMB4 | Chittapur_ICR1_INV4_SMB4
Chittapur_ICR1_INV4_SMB4_S9 | Chittapur_ICR1_INV4_SMB4 | Chittapur_ICR1_INV4_SMB4
Chittapur_ICR1_INV4_SMB4_S10 | Chittapur_ICR1_INV4_SMB4 | Chittapur_ICR1_INV4_SMB4
Chittapur_ICR1_INV4_SMB4_S11 | Chittapur_ICR1_INV4_SMB4 | Chittapur_ICR1_INV4_SMB4
Chittapur_ICR1_INV4_SMB4_S12 | Chittapur_ICR1_INV4_SMB4 | Chittapur_ICR1_INV4_SMB4
Chittapur_ICR1_INV4_SMB5_S1 | Chittapur_ICR1_INV4_SMB5 | Chittapur_ICR1_INV4_SMB5
Chittapur_ICR1_INV4_SMB5_S2 | Chittapur_ICR1_INV4_SMB5 | Chittapur_ICR1_INV4_SMB5
Chittapur_ICR1_INV4_SMB5_S3 | Chittapur_ICR1_INV4_SMB5 | Chittapur_ICR1_INV4_SMB5
Chittapur_ICR1_INV4_SMB5_S4 | Chittapur_ICR1_INV4_SMB5 | Chittapur_ICR1_INV4_SMB5
Chittapur_ICR1_INV4_SMB5_S5 | Chittapur_ICR1_INV4_SMB5 | Chittapur_ICR1_INV4_SMB5
Chittapur_ICR1_INV4_SMB5_S6 | Chittapur_ICR1_INV4_SMB5 | Chittapur_ICR1_INV4_SMB5
Chittapur_ICR1_INV4_SMB5_S7 | Chittapur_ICR1_INV4_SMB5 | Chittapur_ICR1_INV4_SMB5
Chittapur_ICR1_INV4_SMB5_S8 | Chittapur_ICR1_INV4_SMB5 | Chittapur_ICR1_INV4_SMB5
Chittapur_ICR1_INV4_SMB5_S9 | Chittapur_ICR1_INV4_SMB5 | Chittapur_ICR1_INV4_SMB5
Chittapur_ICR1_INV4_SMB5_S10 | Chittapur_ICR1_INV4_SMB5 | Chittapur_ICR1_INV4_SMB5
Chittapur_ICR1_INV4_SMB5_S11 | Chittapur_ICR1_INV4_SMB5 | Chittapur_ICR1_INV4_SMB5
Chittapur_ICR1_INV4_SMB5_S12 | Chittapur_ICR1_INV4_SMB5 | Chittapur_ICR1_INV4_SMB5
Chittapur_ICR1_INV4_SMB6_S1 | Chittapur_ICR1_INV4_SMB6 | Chittapur_ICR1_INV4_SMB6
Chittapur_ICR1_INV4_SMB6_S2 | Chittapur_ICR1_INV4_SMB6 | Chittapur_ICR1_INV4_SMB6
Chittapur_ICR1_INV4_SMB6_S3 | Chittapur_ICR1_INV4_SMB6 | Chittapur_ICR1_INV4_SMB6
Chittapur_ICR1_INV4_SMB6_S4 | Chittapur_ICR1_INV4_SMB6 | Chittapur_ICR1_INV4_SMB6
Chittapur_ICR1_INV4_SMB6_S5 | Chittapur_ICR1_INV4_SMB6 | Chittapur_ICR1_INV4_SMB6
Chittapur_ICR1_INV4_SMB6_S6 | Chittapur_ICR1_INV4_SMB6 | Chittapur_ICR1_INV4_SMB6
Chittapur_ICR1_INV4_SMB6_S7 | Chittapur_ICR1_INV4_SMB6 | Chittapur_ICR1_INV4_SMB6
Chittapur_ICR1_INV4_SMB6_S8 | Chittapur_ICR1_INV4_SMB6 | Chittapur_ICR1_INV4_SMB6
Chittapur_ICR1_INV4_SMB6_S9 | Chittapur_ICR1_INV4_SMB6 | Chittapur_ICR1_INV4_SMB6
Chittapur_ICR1_INV4_SMB6_S10 | Chittapur_ICR1_INV4_SMB6 | Chittapur_ICR1_INV4_SMB6
Chittapur_ICR1_INV4_SMB6_S11 | Chittapur_ICR1_INV4_SMB6 | Chittapur_ICR1_INV4_SMB6
Chittapur_ICR1_INV4_SMB6_S12 | Chittapur_ICR1_INV4_SMB6 | Chittapur_ICR1_INV4_SMB6
Chittapur_ICR1_INV4_SMB7_S1 | Chittapur_ICR1_INV4_SMB7 | Chittapur_ICR1_INV4_SMB7
Chittapur_ICR1_INV4_SMB7_S2 | Chittapur_ICR1_INV4_SMB7 | Chittapur_ICR1_INV4_SMB7
Chittapur_ICR1_INV4_SMB7_S3 | Chittapur_ICR1_INV4_SMB7 | Chittapur_ICR1_INV4_SMB7
Chittapur_ICR1_INV4_SMB7_S4 | Chittapur_ICR1_INV4_SMB7 | Chittapur_ICR1_INV4_SMB7
Chittapur_ICR1_INV4_SMB7_S5 | Chittapur_ICR1_INV4_SMB7 | Chittapur_ICR1_INV4_SMB7
Chittapur_ICR1_INV4_SMB7_S6 | Chittapur_ICR1_INV4_SMB7 | Chittapur_ICR1_INV4_SMB7
Chittapur_ICR1_INV4_SMB7_S7 | Chittapur_ICR1_INV4_SMB7 | Chittapur_ICR1_INV4_SMB7
Chittapur_ICR1_INV4_SMB7_S8 | Chittapur_ICR1_INV4_SMB7 | Chittapur_ICR1_INV4_SMB7
Chittapur_ICR1_INV4_SMB7_S9 | Chittapur_ICR1_INV4_SMB7 | Chittapur_ICR1_INV4_SMB7
Chittapur_ICR1_INV4_SMB7_S10 | Chittapur_ICR1_INV4_SMB7 | Chittapur_ICR1_INV4_SMB7
Chittapur_ICR1_INV4_SMB7_S11 | Chittapur_ICR1_INV4_SMB7 | Chittapur_ICR1_INV4_SMB7
Chittapur_ICR1_INV4_SMB7_S12 | Chittapur_ICR1_INV4_SMB7 | Chittapur_ICR1_INV4_SMB7
Chittapur_ICR2_INV1_SMB1_S1 | Chittapur_ICR2_INV1_SMB1 | Chittapur_ICR2_INV1_SMB1
Chittapur_ICR2_INV1_SMB1_S2 | Chittapur_ICR2_INV1_SMB1 | Chittapur_ICR2_INV1_SMB1
Chittapur_ICR2_INV1_SMB1_S3 | Chittapur_ICR2_INV1_SMB1 | Chittapur_ICR2_INV1_SMB1
Chittapur_ICR2_INV1_SMB1_S4 | Chittapur_ICR2_INV1_SMB1 | Chittapur_ICR2_INV1_SMB1
Chittapur_ICR2_INV1_SMB1_S5 | Chittapur_ICR2_INV1_SMB1 | Chittapur_ICR2_INV1_SMB1
Chittapur_ICR2_INV1_SMB1_S6 | Chittapur_ICR2_INV1_SMB1 | Chittapur_ICR2_INV1_SMB1
Chittapur_ICR2_INV1_SMB1_S7 | Chittapur_ICR2_INV1_SMB1 | Chittapur_ICR2_INV1_SMB1
Chittapur_ICR2_INV1_SMB1_S8 | Chittapur_ICR2_INV1_SMB1 | Chittapur_ICR2_INV1_SMB1
Chittapur_ICR2_INV1_SMB1_S9 | Chittapur_ICR2_INV1_SMB1 | Chittapur_ICR2_INV1_SMB1
Chittapur_ICR2_INV1_SMB1_S10 | Chittapur_ICR2_INV1_SMB1 | Chittapur_ICR2_INV1_SMB1
Chittapur_ICR2_INV1_SMB1_S11 | Chittapur_ICR2_INV1_SMB1 | Chittapur_ICR2_INV1_SMB1
Chittapur_ICR2_INV1_SMB1_S12 | Chittapur_ICR2_INV1_SMB1 | Chittapur_ICR2_INV1_SMB1
Chittapur_ICR2_INV1_SMB2_S1 | Chittapur_ICR2_INV1_SMB2 | Chittapur_ICR2_INV1_SMB2
Chittapur_ICR2_INV1_SMB2_S2 | Chittapur_ICR2_INV1_SMB2 | Chittapur_ICR2_INV1_SMB2
Chittapur_ICR2_INV1_SMB2_S3 | Chittapur_ICR2_INV1_SMB2 | Chittapur_ICR2_INV1_SMB2
Chittapur_ICR2_INV1_SMB2_S4 | Chittapur_ICR2_INV1_SMB2 | Chittapur_ICR2_INV1_SMB2
Chittapur_ICR2_INV1_SMB2_S5 | Chittapur_ICR2_INV1_SMB2 | Chittapur_ICR2_INV1_SMB2
Chittapur_ICR2_INV1_SMB2_S6 | Chittapur_ICR2_INV1_SMB2 | Chittapur_ICR2_INV1_SMB2
Chittapur_ICR2_INV1_SMB2_S7 | Chittapur_ICR2_INV1_SMB2 | Chittapur_ICR2_INV1_SMB2
Chittapur_ICR2_INV1_SMB2_S8 | Chittapur_ICR2_INV1_SMB2 | Chittapur_ICR2_INV1_SMB2
Chittapur_ICR2_INV1_SMB2_S9 | Chittapur_ICR2_INV1_SMB2 | Chittapur_ICR2_INV1_SMB2
Chittapur_ICR2_INV1_SMB2_S10 | Chittapur_ICR2_INV1_SMB2 | Chittapur_ICR2_INV1_SMB2
Chittapur_ICR2_INV1_SMB3_S1 | Chittapur_ICR2_INV1_SMB3 | Chittapur_ICR2_INV1_SMB3
Chittapur_ICR2_INV1_SMB3_S2 | Chittapur_ICR2_INV1_SMB3 | Chittapur_ICR2_INV1_SMB3
Chittapur_ICR2_INV1_SMB3_S3 | Chittapur_ICR2_INV1_SMB3 | Chittapur_ICR2_INV1_SMB3
Chittapur_ICR2_INV1_SMB3_S4 | Chittapur_ICR2_INV1_SMB3 | Chittapur_ICR2_INV1_SMB3
Chittapur_ICR2_INV1_SMB3_S5 | Chittapur_ICR2_INV1_SMB3 | Chittapur_ICR2_INV1_SMB3
Chittapur_ICR2_INV1_SMB3_S6 | Chittapur_ICR2_INV1_SMB3 | Chittapur_ICR2_INV1_SMB3
Chittapur_ICR2_INV1_SMB3_S7 | Chittapur_ICR2_INV1_SMB3 | Chittapur_ICR2_INV1_SMB3
Chittapur_ICR2_INV1_SMB3_S8 | Chittapur_ICR2_INV1_SMB3 | Chittapur_ICR2_INV1_SMB3
Chittapur_ICR2_INV1_SMB3_S9 | Chittapur_ICR2_INV1_SMB3 | Chittapur_ICR2_INV1_SMB3
Chittapur_ICR2_INV1_SMB3_S10 | Chittapur_ICR2_INV1_SMB3 | Chittapur_ICR2_INV1_SMB3
Chittapur_ICR2_INV1_SMB3_S11 | Chittapur_ICR2_INV1_SMB3 | Chittapur_ICR2_INV1_SMB3
Chittapur_ICR2_INV1_SMB4_S1 | Chittapur_ICR2_INV1_SMB4 | Chittapur_ICR2_INV1_SMB4
Chittapur_ICR2_INV1_SMB4_S2 | Chittapur_ICR2_INV1_SMB4 | Chittapur_ICR2_INV1_SMB4
Chittapur_ICR2_INV1_SMB4_S3 | Chittapur_ICR2_INV1_SMB4 | Chittapur_ICR2_INV1_SMB4
Chittapur_ICR2_INV1_SMB4_S4 | Chittapur_ICR2_INV1_SMB4 | Chittapur_ICR2_INV1_SMB4
Chittapur_ICR2_INV1_SMB4_S5 | Chittapur_ICR2_INV1_SMB4 | Chittapur_ICR2_INV1_SMB4
Chittapur_ICR2_INV1_SMB4_S6 | Chittapur_ICR2_INV1_SMB4 | Chittapur_ICR2_INV1_SMB4
Chittapur_ICR2_INV1_SMB4_S7 | Chittapur_ICR2_INV1_SMB4 | Chittapur_ICR2_INV1_SMB4
Chittapur_ICR2_INV1_SMB4_S8 | Chittapur_ICR2_INV1_SMB4 | Chittapur_ICR2_INV1_SMB4
Chittapur_ICR2_INV1_SMB4_S9 | Chittapur_ICR2_INV1_SMB4 | Chittapur_ICR2_INV1_SMB4
Chittapur_ICR2_INV1_SMB4_S10 | Chittapur_ICR2_INV1_SMB4 | Chittapur_ICR2_INV1_SMB4
Chittapur_ICR2_INV1_SMB4_S11 | Chittapur_ICR2_INV1_SMB4 | Chittapur_ICR2_INV1_SMB4
Chittapur_ICR2_INV1_SMB5_S1 | Chittapur_ICR2_INV1_SMB5 | Chittapur_ICR2_INV1_SMB5
Chittapur_ICR2_INV1_SMB5_S2 | Chittapur_ICR2_INV1_SMB5 | Chittapur_ICR2_INV1_SMB5
Chittapur_ICR2_INV1_SMB5_S3 | Chittapur_ICR2_INV1_SMB5 | Chittapur_ICR2_INV1_SMB5
Chittapur_ICR2_INV1_SMB5_S4 | Chittapur_ICR2_INV1_SMB5 | Chittapur_ICR2_INV1_SMB5
Chittapur_ICR2_INV1_SMB5_S5 | Chittapur_ICR2_INV1_SMB5 | Chittapur_ICR2_INV1_SMB5
Chittapur_ICR2_INV1_SMB5_S6 | Chittapur_ICR2_INV1_SMB5 | Chittapur_ICR2_INV1_SMB5
Chittapur_ICR2_INV1_SMB5_S7 | Chittapur_ICR2_INV1_SMB5 | Chittapur_ICR2_INV1_SMB5
Chittapur_ICR2_INV1_SMB5_S8 | Chittapur_ICR2_INV1_SMB5 | Chittapur_ICR2_INV1_SMB5
Chittapur_ICR2_INV1_SMB5_S9 | Chittapur_ICR2_INV1_SMB5 | Chittapur_ICR2_INV1_SMB5
Chittapur_ICR2_INV1_SMB5_S10 | Chittapur_ICR2_INV1_SMB5 | Chittapur_ICR2_INV1_SMB5
Chittapur_ICR2_INV1_SMB6_S1 | Chittapur_ICR2_INV1_SMB6 | Chittapur_ICR2_INV1_SMB6
Chittapur_ICR2_INV1_SMB6_S2 | Chittapur_ICR2_INV1_SMB6 | Chittapur_ICR2_INV1_SMB6
Chittapur_ICR2_INV1_SMB6_S3 | Chittapur_ICR2_INV1_SMB6 | Chittapur_ICR2_INV1_SMB6
Chittapur_ICR2_INV1_SMB6_S4 | Chittapur_ICR2_INV1_SMB6 | Chittapur_ICR2_INV1_SMB6
Chittapur_ICR2_INV1_SMB6_S5 | Chittapur_ICR2_INV1_SMB6 | Chittapur_ICR2_INV1_SMB6
Chittapur_ICR2_INV1_SMB6_S6 | Chittapur_ICR2_INV1_SMB6 | Chittapur_ICR2_INV1_SMB6
Chittapur_ICR2_INV1_SMB6_S7 | Chittapur_ICR2_INV1_SMB6 | Chittapur_ICR2_INV1_SMB6
Chittapur_ICR2_INV1_SMB6_S8 | Chittapur_ICR2_INV1_SMB6 | Chittapur_ICR2_INV1_SMB6
Chittapur_ICR2_INV1_SMB6_S9 | Chittapur_ICR2_INV1_SMB6 | Chittapur_ICR2_INV1_SMB6
Chittapur_ICR2_INV1_SMB6_S10 | Chittapur_ICR2_INV1_SMB6 | Chittapur_ICR2_INV1_SMB6
Chittapur_ICR2_INV1_SMB6_S11 | Chittapur_ICR2_INV1_SMB6 | Chittapur_ICR2_INV1_SMB6
Chittapur_ICR2_INV1_SMB6_S12 | Chittapur_ICR2_INV1_SMB6 | Chittapur_ICR2_INV1_SMB6
Chittapur_ICR2_INV1_SMB7_S1 | Chittapur_ICR2_INV1_SMB7 | Chittapur_ICR2_INV1_SMB7
Chittapur_ICR2_INV1_SMB7_S2 | Chittapur_ICR2_INV1_SMB7 | Chittapur_ICR2_INV1_SMB7
Chittapur_ICR2_INV1_SMB7_S3 | Chittapur_ICR2_INV1_SMB7 | Chittapur_ICR2_INV1_SMB7
Chittapur_ICR2_INV1_SMB7_S4 | Chittapur_ICR2_INV1_SMB7 | Chittapur_ICR2_INV1_SMB7
Chittapur_ICR2_INV1_SMB7_S5 | Chittapur_ICR2_INV1_SMB7 | Chittapur_ICR2_INV1_SMB7
Chittapur_ICR2_INV1_SMB7_S6 | Chittapur_ICR2_INV1_SMB7 | Chittapur_ICR2_INV1_SMB7
Chittapur_ICR2_INV1_SMB7_S7 | Chittapur_ICR2_INV1_SMB7 | Chittapur_ICR2_INV1_SMB7
Chittapur_ICR2_INV1_SMB7_S8 | Chittapur_ICR2_INV1_SMB7 | Chittapur_ICR2_INV1_SMB7
Chittapur_ICR2_INV1_SMB7_S9 | Chittapur_ICR2_INV1_SMB7 | Chittapur_ICR2_INV1_SMB7
Chittapur_ICR2_INV1_SMB7_S10 | Chittapur_ICR2_INV1_SMB7 | Chittapur_ICR2_INV1_SMB7
Chittapur_ICR2_INV1_SMB7_S11 | Chittapur_ICR2_INV1_SMB7 | Chittapur_ICR2_INV1_SMB7
Chittapur_ICR2_INV1_SMB8_S1 | Chittapur_ICR2_INV1_SMB8 | Chittapur_ICR2_INV1_SMB8
Chittapur_ICR2_INV1_SMB8_S2 | Chittapur_ICR2_INV1_SMB8 | Chittapur_ICR2_INV1_SMB8
Chittapur_ICR2_INV1_SMB8_S3 | Chittapur_ICR2_INV1_SMB8 | Chittapur_ICR2_INV1_SMB8
Chittapur_ICR2_INV1_SMB8_S4 | Chittapur_ICR2_INV1_SMB8 | Chittapur_ICR2_INV1_SMB8
Chittapur_ICR2_INV1_SMB8_S5 | Chittapur_ICR2_INV1_SMB8 | Chittapur_ICR2_INV1_SMB8
Chittapur_ICR2_INV1_SMB8_S6 | Chittapur_ICR2_INV1_SMB8 | Chittapur_ICR2_INV1_SMB8
Chittapur_ICR2_INV1_SMB8_S7 | Chittapur_ICR2_INV1_SMB8 | Chittapur_ICR2_INV1_SMB8
Chittapur_ICR2_INV1_SMB8_S8 | Chittapur_ICR2_INV1_SMB8 | Chittapur_ICR2_INV1_SMB8
Chittapur_ICR2_INV1_SMB8_S9 | Chittapur_ICR2_INV1_SMB8 | Chittapur_ICR2_INV1_SMB8
Chittapur_ICR2_INV2_SMB1_S1 | Chittapur_ICR2_INV2_SMB1 | Chittapur_ICR2_INV2_SMB1
Chittapur_ICR2_INV2_SMB1_S2 | Chittapur_ICR2_INV2_SMB1 | Chittapur_ICR2_INV2_SMB1
Chittapur_ICR2_INV2_SMB1_S3 | Chittapur_ICR2_INV2_SMB1 | Chittapur_ICR2_INV2_SMB1
Chittapur_ICR2_INV2_SMB1_S4 | Chittapur_ICR2_INV2_SMB1 | Chittapur_ICR2_INV2_SMB1
Chittapur_ICR2_INV2_SMB1_S5 | Chittapur_ICR2_INV2_SMB1 | Chittapur_ICR2_INV2_SMB1
Chittapur_ICR2_INV2_SMB1_S6 | Chittapur_ICR2_INV2_SMB1 | Chittapur_ICR2_INV2_SMB1
Chittapur_ICR2_INV2_SMB1_S7 | Chittapur_ICR2_INV2_SMB1 | Chittapur_ICR2_INV2_SMB1
Chittapur_ICR2_INV2_SMB1_S8 | Chittapur_ICR2_INV2_SMB1 | Chittapur_ICR2_INV2_SMB1
Chittapur_ICR2_INV2_SMB1_S9 | Chittapur_ICR2_INV2_SMB1 | Chittapur_ICR2_INV2_SMB1
Chittapur_ICR2_INV2_SMB1_S10 | Chittapur_ICR2_INV2_SMB1 | Chittapur_ICR2_INV2_SMB1
Chittapur_ICR2_INV2_SMB1_S11 | Chittapur_ICR2_INV2_SMB1 | Chittapur_ICR2_INV2_SMB1
Chittapur_ICR2_INV2_SMB1_S12 | Chittapur_ICR2_INV2_SMB1 | Chittapur_ICR2_INV2_SMB1
Chittapur_ICR2_INV2_SMB1_S13 | Chittapur_ICR2_INV2_SMB1 | Chittapur_ICR2_INV2_SMB1
Chittapur_ICR2_INV2_SMB2_S1 | Chittapur_ICR2_INV2_SMB2 | Chittapur_ICR2_INV2_SMB2
Chittapur_ICR2_INV2_SMB2_S2 | Chittapur_ICR2_INV2_SMB2 | Chittapur_ICR2_INV2_SMB2
Chittapur_ICR2_INV2_SMB2_S3 | Chittapur_ICR2_INV2_SMB2 | Chittapur_ICR2_INV2_SMB2
Chittapur_ICR2_INV2_SMB2_S4 | Chittapur_ICR2_INV2_SMB2 | Chittapur_ICR2_INV2_SMB2
Chittapur_ICR2_INV2_SMB2_S5 | Chittapur_ICR2_INV2_SMB2 | Chittapur_ICR2_INV2_SMB2
Chittapur_ICR2_INV2_SMB2_S6 | Chittapur_ICR2_INV2_SMB2 | Chittapur_ICR2_INV2_SMB2
Chittapur_ICR2_INV2_SMB2_S7 | Chittapur_ICR2_INV2_SMB2 | Chittapur_ICR2_INV2_SMB2
Chittapur_ICR2_INV2_SMB2_S8 | Chittapur_ICR2_INV2_SMB2 | Chittapur_ICR2_INV2_SMB2
Chittapur_ICR2_INV2_SMB2_S9 | Chittapur_ICR2_INV2_SMB2 | Chittapur_ICR2_INV2_SMB2
Chittapur_ICR2_INV2_SMB2_S10 | Chittapur_ICR2_INV2_SMB2 | Chittapur_ICR2_INV2_SMB2
Chittapur_ICR2_INV2_SMB2_S11 | Chittapur_ICR2_INV2_SMB2 | Chittapur_ICR2_INV2_SMB2
Chittapur_ICR2_INV2_SMB2_S12 | Chittapur_ICR2_INV2_SMB2 | Chittapur_ICR2_INV2_SMB2
Chittapur_ICR2_INV2_SMB3_S1 | Chittapur_ICR2_INV2_SMB3 | Chittapur_ICR2_INV2_SMB3
Chittapur_ICR2_INV2_SMB3_S2 | Chittapur_ICR2_INV2_SMB3 | Chittapur_ICR2_INV2_SMB3
Chittapur_ICR2_INV2_SMB3_S3 | Chittapur_ICR2_INV2_SMB3 | Chittapur_ICR2_INV2_SMB3
Chittapur_ICR2_INV2_SMB3_S4 | Chittapur_ICR2_INV2_SMB3 | Chittapur_ICR2_INV2_SMB3
Chittapur_ICR2_INV2_SMB3_S5 | Chittapur_ICR2_INV2_SMB3 | Chittapur_ICR2_INV2_SMB3
Chittapur_ICR2_INV2_SMB3_S6 | Chittapur_ICR2_INV2_SMB3 | Chittapur_ICR2_INV2_SMB3
Chittapur_ICR2_INV2_SMB3_S7 | Chittapur_ICR2_INV2_SMB3 | Chittapur_ICR2_INV2_SMB3
Chittapur_ICR2_INV2_SMB3_S8 | Chittapur_ICR2_INV2_SMB3 | Chittapur_ICR2_INV2_SMB3
Chittapur_ICR2_INV2_SMB3_S9 | Chittapur_ICR2_INV2_SMB3 | Chittapur_ICR2_INV2_SMB3
Chittapur_ICR2_INV2_SMB3_S10 | Chittapur_ICR2_INV2_SMB3 | Chittapur_ICR2_INV2_SMB3
Chittapur_ICR2_INV2_SMB3_S11 | Chittapur_ICR2_INV2_SMB3 | Chittapur_ICR2_INV2_SMB3
Chittapur_ICR2_INV2_SMB3_S12 | Chittapur_ICR2_INV2_SMB3 | Chittapur_ICR2_INV2_SMB3
Chittapur_ICR2_INV2_SMB4_S1 | Chittapur_ICR2_INV2_SMB4 | Chittapur_ICR2_INV2_SMB4
Chittapur_ICR2_INV2_SMB4_S2 | Chittapur_ICR2_INV2_SMB4 | Chittapur_ICR2_INV2_SMB4
Chittapur_ICR2_INV2_SMB4_S3 | Chittapur_ICR2_INV2_SMB4 | Chittapur_ICR2_INV2_SMB4
Chittapur_ICR2_INV2_SMB4_S4 | Chittapur_ICR2_INV2_SMB4 | Chittapur_ICR2_INV2_SMB4
Chittapur_ICR2_INV2_SMB4_S5 | Chittapur_ICR2_INV2_SMB4 | Chittapur_ICR2_INV2_SMB4
Chittapur_ICR2_INV2_SMB4_S6 | Chittapur_ICR2_INV2_SMB4 | Chittapur_ICR2_INV2_SMB4
Chittapur_ICR2_INV2_SMB4_S7 | Chittapur_ICR2_INV2_SMB4 | Chittapur_ICR2_INV2_SMB4
Chittapur_ICR2_INV2_SMB4_S8 | Chittapur_ICR2_INV2_SMB4 | Chittapur_ICR2_INV2_SMB4
Chittapur_ICR2_INV2_SMB4_S9 | Chittapur_ICR2_INV2_SMB4 | Chittapur_ICR2_INV2_SMB4
Chittapur_ICR2_INV2_SMB4_S10 | Chittapur_ICR2_INV2_SMB4 | Chittapur_ICR2_INV2_SMB4
Chittapur_ICR2_INV2_SMB4_S11 | Chittapur_ICR2_INV2_SMB4 | Chittapur_ICR2_INV2_SMB4
Chittapur_ICR2_INV2_SMB4_S12 | Chittapur_ICR2_INV2_SMB4 | Chittapur_ICR2_INV2_SMB4
Chittapur_ICR2_INV2_SMB5_S1 | Chittapur_ICR2_INV2_SMB5 | Chittapur_ICR2_INV2_SMB5
Chittapur_ICR2_INV2_SMB5_S2 | Chittapur_ICR2_INV2_SMB5 | Chittapur_ICR2_INV2_SMB5
Chittapur_ICR2_INV2_SMB5_S3 | Chittapur_ICR2_INV2_SMB5 | Chittapur_ICR2_INV2_SMB5
Chittapur_ICR2_INV2_SMB5_S4 | Chittapur_ICR2_INV2_SMB5 | Chittapur_ICR2_INV2_SMB5
Chittapur_ICR2_INV2_SMB5_S5 | Chittapur_ICR2_INV2_SMB5 | Chittapur_ICR2_INV2_SMB5
Chittapur_ICR2_INV2_SMB5_S6 | Chittapur_ICR2_INV2_SMB5 | Chittapur_ICR2_INV2_SMB5
Chittapur_ICR2_INV2_SMB5_S7 | Chittapur_ICR2_INV2_SMB5 | Chittapur_ICR2_INV2_SMB5
Chittapur_ICR2_INV2_SMB5_S8 | Chittapur_ICR2_INV2_SMB5 | Chittapur_ICR2_INV2_SMB5
Chittapur_ICR2_INV2_SMB5_S9 | Chittapur_ICR2_INV2_SMB5 | Chittapur_ICR2_INV2_SMB5
Chittapur_ICR2_INV2_SMB5_S10 | Chittapur_ICR2_INV2_SMB5 | Chittapur_ICR2_INV2_SMB5
Chittapur_ICR2_INV2_SMB5_S11 | Chittapur_ICR2_INV2_SMB5 | Chittapur_ICR2_INV2_SMB5
Chittapur_ICR2_INV2_SMB5_S12 | Chittapur_ICR2_INV2_SMB5 | Chittapur_ICR2_INV2_SMB5
Chittapur_ICR2_INV2_SMB6_S1 | Chittapur_ICR2_INV2_SMB6 | Chittapur_ICR2_INV2_SMB6
Chittapur_ICR2_INV2_SMB6_S2 | Chittapur_ICR2_INV2_SMB6 | Chittapur_ICR2_INV2_SMB6
Chittapur_ICR2_INV2_SMB6_S3 | Chittapur_ICR2_INV2_SMB6 | Chittapur_ICR2_INV2_SMB6
Chittapur_ICR2_INV2_SMB6_S4 | Chittapur_ICR2_INV2_SMB6 | Chittapur_ICR2_INV2_SMB6
Chittapur_ICR2_INV2_SMB6_S5 | Chittapur_ICR2_INV2_SMB6 | Chittapur_ICR2_INV2_SMB6
Chittapur_ICR2_INV2_SMB6_S6 | Chittapur_ICR2_INV2_SMB6 | Chittapur_ICR2_INV2_SMB6
Chittapur_ICR2_INV2_SMB6_S7 | Chittapur_ICR2_INV2_SMB6 | Chittapur_ICR2_INV2_SMB6
Chittapur_ICR2_INV2_SMB6_S8 | Chittapur_ICR2_INV2_SMB6 | Chittapur_ICR2_INV2_SMB6
Chittapur_ICR2_INV2_SMB6_S9 | Chittapur_ICR2_INV2_SMB6 | Chittapur_ICR2_INV2_SMB6
Chittapur_ICR2_INV2_SMB6_S10 | Chittapur_ICR2_INV2_SMB6 | Chittapur_ICR2_INV2_SMB6
Chittapur_ICR2_INV2_SMB6_S11 | Chittapur_ICR2_INV2_SMB6 | Chittapur_ICR2_INV2_SMB6
Chittapur_ICR2_INV2_SMB6_S12 | Chittapur_ICR2_INV2_SMB6 | Chittapur_ICR2_INV2_SMB6
Chittapur_ICR2_INV2_SMB7_S1 | Chittapur_ICR2_INV2_SMB7 | Chittapur_ICR2_INV2_SMB7
Chittapur_ICR2_INV2_SMB7_S2 | Chittapur_ICR2_INV2_SMB7 | Chittapur_ICR2_INV2_SMB7
Chittapur_ICR2_INV2_SMB7_S3 | Chittapur_ICR2_INV2_SMB7 | Chittapur_ICR2_INV2_SMB7
Chittapur_ICR2_INV2_SMB7_S4 | Chittapur_ICR2_INV2_SMB7 | Chittapur_ICR2_INV2_SMB7
Chittapur_ICR2_INV2_SMB7_S5 | Chittapur_ICR2_INV2_SMB7 | Chittapur_ICR2_INV2_SMB7
Chittapur_ICR2_INV2_SMB7_S6 | Chittapur_ICR2_INV2_SMB7 | Chittapur_ICR2_INV2_SMB7
Chittapur_ICR2_INV2_SMB7_S7 | Chittapur_ICR2_INV2_SMB7 | Chittapur_ICR2_INV2_SMB7
Chittapur_ICR2_INV2_SMB7_S8 | Chittapur_ICR2_INV2_SMB7 | Chittapur_ICR2_INV2_SMB7
Chittapur_ICR2_INV2_SMB7_S9 | Chittapur_ICR2_INV2_SMB7 | Chittapur_ICR2_INV2_SMB7
Chittapur_ICR2_INV2_SMB7_S10 | Chittapur_ICR2_INV2_SMB7 | Chittapur_ICR2_INV2_SMB7
Chittapur_ICR2_INV2_SMB7_S11 | Chittapur_ICR2_INV2_SMB7 | Chittapur_ICR2_INV2_SMB7
Chittapur_ICR2_INV2_SMB7_S12 | Chittapur_ICR2_INV2_SMB7 | Chittapur_ICR2_INV2_SMB7
Chittapur_ICR2_INV3_SMB1_S1 | Chittapur_ICR2_INV3_SMB1 | Chittapur_ICR2_INV3_SMB1
Chittapur_ICR2_INV3_SMB1_S2 | Chittapur_ICR2_INV3_SMB1 | Chittapur_ICR2_INV3_SMB1
Chittapur_ICR2_INV3_SMB1_S3 | Chittapur_ICR2_INV3_SMB1 | Chittapur_ICR2_INV3_SMB1
Chittapur_ICR2_INV3_SMB1_S4 | Chittapur_ICR2_INV3_SMB1 | Chittapur_ICR2_INV3_SMB1
Chittapur_ICR2_INV3_SMB1_S5 | Chittapur_ICR2_INV3_SMB1 | Chittapur_ICR2_INV3_SMB1
Chittapur_ICR2_INV3_SMB1_S6 | Chittapur_ICR2_INV3_SMB1 | Chittapur_ICR2_INV3_SMB1
Chittapur_ICR2_INV3_SMB1_S7 | Chittapur_ICR2_INV3_SMB1 | Chittapur_ICR2_INV3_SMB1
Chittapur_ICR2_INV3_SMB1_S8 | Chittapur_ICR2_INV3_SMB1 | Chittapur_ICR2_INV3_SMB1
Chittapur_ICR2_INV3_SMB1_S9 | Chittapur_ICR2_INV3_SMB1 | Chittapur_ICR2_INV3_SMB1
Chittapur_ICR2_INV3_SMB1_S10 | Chittapur_ICR2_INV3_SMB1 | Chittapur_ICR2_INV3_SMB1
Chittapur_ICR2_INV3_SMB1_S11 | Chittapur_ICR2_INV3_SMB1 | Chittapur_ICR2_INV3_SMB1
Chittapur_ICR2_INV3_SMB1_S12 | Chittapur_ICR2_INV3_SMB1 | Chittapur_ICR2_INV3_SMB1
Chittapur_ICR2_INV3_SMB2_S1 | Chittapur_ICR2_INV3_SMB2 | Chittapur_ICR2_INV3_SMB2
Chittapur_ICR2_INV3_SMB2_S2 | Chittapur_ICR2_INV3_SMB2 | Chittapur_ICR2_INV3_SMB2
Chittapur_ICR2_INV3_SMB2_S3 | Chittapur_ICR2_INV3_SMB2 | Chittapur_ICR2_INV3_SMB2
Chittapur_ICR2_INV3_SMB2_S4 | Chittapur_ICR2_INV3_SMB2 | Chittapur_ICR2_INV3_SMB2
Chittapur_ICR2_INV3_SMB2_S5 | Chittapur_ICR2_INV3_SMB2 | Chittapur_ICR2_INV3_SMB2
Chittapur_ICR2_INV3_SMB2_S6 | Chittapur_ICR2_INV3_SMB2 | Chittapur_ICR2_INV3_SMB2
Chittapur_ICR2_INV3_SMB2_S7 | Chittapur_ICR2_INV3_SMB2 | Chittapur_ICR2_INV3_SMB2
Chittapur_ICR2_INV3_SMB2_S8 | Chittapur_ICR2_INV3_SMB2 | Chittapur_ICR2_INV3_SMB2
Chittapur_ICR2_INV3_SMB2_S9 | Chittapur_ICR2_INV3_SMB2 | Chittapur_ICR2_INV3_SMB2
Chittapur_ICR2_INV3_SMB2_S10 | Chittapur_ICR2_INV3_SMB2 | Chittapur_ICR2_INV3_SMB2
Chittapur_ICR2_INV3_SMB2_S11 | Chittapur_ICR2_INV3_SMB2 | Chittapur_ICR2_INV3_SMB2
Chittapur_ICR2_INV3_SMB2_S12 | Chittapur_ICR2_INV3_SMB2 | Chittapur_ICR2_INV3_SMB2
Chittapur_ICR2_INV3_SMB3_S1 | Chittapur_ICR2_INV3_SMB3 | Chittapur_ICR2_INV3_SMB3
Chittapur_ICR2_INV3_SMB3_S2 | Chittapur_ICR2_INV3_SMB3 | Chittapur_ICR2_INV3_SMB3
Chittapur_ICR2_INV3_SMB3_S3 | Chittapur_ICR2_INV3_SMB3 | Chittapur_ICR2_INV3_SMB3
Chittapur_ICR2_INV3_SMB3_S4 | Chittapur_ICR2_INV3_SMB3 | Chittapur_ICR2_INV3_SMB3
Chittapur_ICR2_INV3_SMB3_S5 | Chittapur_ICR2_INV3_SMB3 | Chittapur_ICR2_INV3_SMB3
Chittapur_ICR2_INV3_SMB3_S6 | Chittapur_ICR2_INV3_SMB3 | Chittapur_ICR2_INV3_SMB3
Chittapur_ICR2_INV3_SMB3_S7 | Chittapur_ICR2_INV3_SMB3 | Chittapur_ICR2_INV3_SMB3
Chittapur_ICR2_INV3_SMB3_S8 | Chittapur_ICR2_INV3_SMB3 | Chittapur_ICR2_INV3_SMB3
Chittapur_ICR2_INV3_SMB3_S9 | Chittapur_ICR2_INV3_SMB3 | Chittapur_ICR2_INV3_SMB3
Chittapur_ICR2_INV3_SMB3_S10 | Chittapur_ICR2_INV3_SMB3 | Chittapur_ICR2_INV3_SMB3
Chittapur_ICR2_INV3_SMB3_S11 | Chittapur_ICR2_INV3_SMB3 | Chittapur_ICR2_INV3_SMB3
Chittapur_ICR2_INV3_SMB3_S12 | Chittapur_ICR2_INV3_SMB3 | Chittapur_ICR2_INV3_SMB3
Chittapur_ICR2_INV3_SMB4_S1 | Chittapur_ICR2_INV3_SMB4 | Chittapur_ICR2_INV3_SMB4
Chittapur_ICR2_INV3_SMB4_S2 | Chittapur_ICR2_INV3_SMB4 | Chittapur_ICR2_INV3_SMB4
Chittapur_ICR2_INV3_SMB4_S3 | Chittapur_ICR2_INV3_SMB4 | Chittapur_ICR2_INV3_SMB4
Chittapur_ICR2_INV3_SMB4_S4 | Chittapur_ICR2_INV3_SMB4 | Chittapur_ICR2_INV3_SMB4
Chittapur_ICR2_INV3_SMB4_S5 | Chittapur_ICR2_INV3_SMB4 | Chittapur_ICR2_INV3_SMB4
Chittapur_ICR2_INV3_SMB4_S6 | Chittapur_ICR2_INV3_SMB4 | Chittapur_ICR2_INV3_SMB4
Chittapur_ICR2_INV3_SMB4_S7 | Chittapur_ICR2_INV3_SMB4 | Chittapur_ICR2_INV3_SMB4
Chittapur_ICR2_INV3_SMB4_S8 | Chittapur_ICR2_INV3_SMB4 | Chittapur_ICR2_INV3_SMB4
Chittapur_ICR2_INV3_SMB4_S9 | Chittapur_ICR2_INV3_SMB4 | Chittapur_ICR2_INV3_SMB4
Chittapur_ICR2_INV3_SMB4_S10 | Chittapur_ICR2_INV3_SMB4 | Chittapur_ICR2_INV3_SMB4
Chittapur_ICR2_INV3_SMB4_S11 | Chittapur_ICR2_INV3_SMB4 | Chittapur_ICR2_INV3_SMB4
Chittapur_ICR2_INV3_SMB4_S12 | Chittapur_ICR2_INV3_SMB4 | Chittapur_ICR2_INV3_SMB4
Chittapur_ICR2_INV3_SMB5_S1 | Chittapur_ICR2_INV3_SMB5 | Chittapur_ICR2_INV3_SMB5
Chittapur_ICR2_INV3_SMB5_S2 | Chittapur_ICR2_INV3_SMB5 | Chittapur_ICR2_INV3_SMB5
Chittapur_ICR2_INV3_SMB5_S3 | Chittapur_ICR2_INV3_SMB5 | Chittapur_ICR2_INV3_SMB5
Chittapur_ICR2_INV3_SMB5_S4 | Chittapur_ICR2_INV3_SMB5 | Chittapur_ICR2_INV3_SMB5
Chittapur_ICR2_INV3_SMB5_S5 | Chittapur_ICR2_INV3_SMB5 | Chittapur_ICR2_INV3_SMB5
Chittapur_ICR2_INV3_SMB5_S6 | Chittapur_ICR2_INV3_SMB5 | Chittapur_ICR2_INV3_SMB5
Chittapur_ICR2_INV3_SMB5_S7 | Chittapur_ICR2_INV3_SMB5 | Chittapur_ICR2_INV3_SMB5
Chittapur_ICR2_INV3_SMB5_S8 | Chittapur_ICR2_INV3_SMB5 | Chittapur_ICR2_INV3_SMB5
Chittapur_ICR2_INV3_SMB5_S9 | Chittapur_ICR2_INV3_SMB5 | Chittapur_ICR2_INV3_SMB5
Chittapur_ICR2_INV3_SMB5_S10 | Chittapur_ICR2_INV3_SMB5 | Chittapur_ICR2_INV3_SMB5
Chittapur_ICR2_INV3_SMB5_S11 | Chittapur_ICR2_INV3_SMB5 | Chittapur_ICR2_INV3_SMB5
Chittapur_ICR2_INV3_SMB5_S12 | Chittapur_ICR2_INV3_SMB5 | Chittapur_ICR2_INV3_SMB5
Chittapur_ICR2_INV3_SMB6_S1 | Chittapur_ICR2_INV3_SMB6 | Chittapur_ICR2_INV3_SMB6
Chittapur_ICR2_INV3_SMB6_S2 | Chittapur_ICR2_INV3_SMB6 | Chittapur_ICR2_INV3_SMB6
Chittapur_ICR2_INV3_SMB6_S3 | Chittapur_ICR2_INV3_SMB6 | Chittapur_ICR2_INV3_SMB6
Chittapur_ICR2_INV3_SMB6_S4 | Chittapur_ICR2_INV3_SMB6 | Chittapur_ICR2_INV3_SMB6
Chittapur_ICR2_INV3_SMB6_S5 | Chittapur_ICR2_INV3_SMB6 | Chittapur_ICR2_INV3_SMB6
Chittapur_ICR2_INV3_SMB6_S6 | Chittapur_ICR2_INV3_SMB6 | Chittapur_ICR2_INV3_SMB6
Chittapur_ICR2_INV3_SMB6_S7 | Chittapur_ICR2_INV3_SMB6 | Chittapur_ICR2_INV3_SMB6
Chittapur_ICR2_INV3_SMB6_S8 | Chittapur_ICR2_INV3_SMB6 | Chittapur_ICR2_INV3_SMB6
Chittapur_ICR2_INV3_SMB6_S9 | Chittapur_ICR2_INV3_SMB6 | Chittapur_ICR2_INV3_SMB6
Chittapur_ICR2_INV3_SMB6_S10 | Chittapur_ICR2_INV3_SMB6 | Chittapur_ICR2_INV3_SMB6
Chittapur_ICR2_INV3_SMB6_S11 | Chittapur_ICR2_INV3_SMB6 | Chittapur_ICR2_INV3_SMB6
Chittapur_ICR2_INV3_SMB6_S12 | Chittapur_ICR2_INV3_SMB6 | Chittapur_ICR2_INV3_SMB6
Chittapur_ICR2_INV3_SMB7_S1 | Chittapur_ICR2_INV3_SMB7 | Chittapur_ICR2_INV3_SMB7
Chittapur_ICR2_INV3_SMB7_S2 | Chittapur_ICR2_INV3_SMB7 | Chittapur_ICR2_INV3_SMB7
Chittapur_ICR2_INV3_SMB7_S3 | Chittapur_ICR2_INV3_SMB7 | Chittapur_ICR2_INV3_SMB7
Chittapur_ICR2_INV3_SMB7_S4 | Chittapur_ICR2_INV3_SMB7 | Chittapur_ICR2_INV3_SMB7
Chittapur_ICR2_INV3_SMB7_S5 | Chittapur_ICR2_INV3_SMB7 | Chittapur_ICR2_INV3_SMB7
Chittapur_ICR2_INV3_SMB7_S6 | Chittapur_ICR2_INV3_SMB7 | Chittapur_ICR2_INV3_SMB7
Chittapur_ICR2_INV3_SMB7_S7 | Chittapur_ICR2_INV3_SMB7 | Chittapur_ICR2_INV3_SMB7
Chittapur_ICR2_INV3_SMB7_S8 | Chittapur_ICR2_INV3_SMB7 | Chittapur_ICR2_INV3_SMB7
Chittapur_ICR2_INV3_SMB7_S9 | Chittapur_ICR2_INV3_SMB7 | Chittapur_ICR2_INV3_SMB7
Chittapur_ICR2_INV3_SMB7_S10 | Chittapur_ICR2_INV3_SMB7 | Chittapur_ICR2_INV3_SMB7
Chittapur_ICR2_INV3_SMB7_S11 | Chittapur_ICR2_INV3_SMB7 | Chittapur_ICR2_INV3_SMB7
Chittapur_ICR2_INV3_SMB7_S12 | Chittapur_ICR2_INV3_SMB7 | Chittapur_ICR2_INV3_SMB7
Chittapur_ICR2_INV4_SMB1_S1 | Chittapur_ICR2_INV4_SMB1 | Chittapur_ICR2_INV4_SMB1
Chittapur_ICR2_INV4_SMB1_S2 | Chittapur_ICR2_INV4_SMB1 | Chittapur_ICR2_INV4_SMB1
Chittapur_ICR2_INV4_SMB1_S3 | Chittapur_ICR2_INV4_SMB1 | Chittapur_ICR2_INV4_SMB1
Chittapur_ICR2_INV4_SMB1_S4 | Chittapur_ICR2_INV4_SMB1 | Chittapur_ICR2_INV4_SMB1
Chittapur_ICR2_INV4_SMB1_S5 | Chittapur_ICR2_INV4_SMB1 | Chittapur_ICR2_INV4_SMB1
Chittapur_ICR2_INV4_SMB1_S6 | Chittapur_ICR2_INV4_SMB1 | Chittapur_ICR2_INV4_SMB1
Chittapur_ICR2_INV4_SMB1_S7 | Chittapur_ICR2_INV4_SMB1 | Chittapur_ICR2_INV4_SMB1
Chittapur_ICR2_INV4_SMB1_S8 | Chittapur_ICR2_INV4_SMB1 | Chittapur_ICR2_INV4_SMB1
Chittapur_ICR2_INV4_SMB1_S9 | Chittapur_ICR2_INV4_SMB1 | Chittapur_ICR2_INV4_SMB1
Chittapur_ICR2_INV4_SMB1_S10 | Chittapur_ICR2_INV4_SMB1 | Chittapur_ICR2_INV4_SMB1
Chittapur_ICR2_INV4_SMB1_S11 | Chittapur_ICR2_INV4_SMB1 | Chittapur_ICR2_INV4_SMB1
Chittapur_ICR2_INV4_SMB1_S12 | Chittapur_ICR2_INV4_SMB1 | Chittapur_ICR2_INV4_SMB1
Chittapur_ICR2_INV4_SMB2_S1 | Chittapur_ICR2_INV4_SMB2 | Chittapur_ICR2_INV4_SMB2
Chittapur_ICR2_INV4_SMB2_S2 | Chittapur_ICR2_INV4_SMB2 | Chittapur_ICR2_INV4_SMB2
Chittapur_ICR2_INV4_SMB2_S3 | Chittapur_ICR2_INV4_SMB2 | Chittapur_ICR2_INV4_SMB2
Chittapur_ICR2_INV4_SMB2_S4 | Chittapur_ICR2_INV4_SMB2 | Chittapur_ICR2_INV4_SMB2
Chittapur_ICR2_INV4_SMB2_S5 | Chittapur_ICR2_INV4_SMB2 | Chittapur_ICR2_INV4_SMB2
Chittapur_ICR2_INV4_SMB2_S6 | Chittapur_ICR2_INV4_SMB2 | Chittapur_ICR2_INV4_SMB2
Chittapur_ICR2_INV4_SMB2_S7 | Chittapur_ICR2_INV4_SMB2 | Chittapur_ICR2_INV4_SMB2
Chittapur_ICR2_INV4_SMB2_S8 | Chittapur_ICR2_INV4_SMB2 | Chittapur_ICR2_INV4_SMB2
Chittapur_ICR2_INV4_SMB2_S9 | Chittapur_ICR2_INV4_SMB2 | Chittapur_ICR2_INV4_SMB2
Chittapur_ICR2_INV4_SMB2_S10 | Chittapur_ICR2_INV4_SMB2 | Chittapur_ICR2_INV4_SMB2
Chittapur_ICR2_INV4_SMB2_S11 | Chittapur_ICR2_INV4_SMB2 | Chittapur_ICR2_INV4_SMB2
Chittapur_ICR2_INV4_SMB2_S12 | Chittapur_ICR2_INV4_SMB2 | Chittapur_ICR2_INV4_SMB2
Chittapur_ICR2_INV4_SMB3_S1 | Chittapur_ICR2_INV4_SMB3 | Chittapur_ICR2_INV4_SMB3
Chittapur_ICR2_INV4_SMB3_S2 | Chittapur_ICR2_INV4_SMB3 | Chittapur_ICR2_INV4_SMB3
Chittapur_ICR2_INV4_SMB3_S3 | Chittapur_ICR2_INV4_SMB3 | Chittapur_ICR2_INV4_SMB3
Chittapur_ICR2_INV4_SMB3_S4 | Chittapur_ICR2_INV4_SMB3 | Chittapur_ICR2_INV4_SMB3
Chittapur_ICR2_INV4_SMB3_S5 | Chittapur_ICR2_INV4_SMB3 | Chittapur_ICR2_INV4_SMB3
Chittapur_ICR2_INV4_SMB3_S6 | Chittapur_ICR2_INV4_SMB3 | Chittapur_ICR2_INV4_SMB3
Chittapur_ICR2_INV4_SMB3_S7 | Chittapur_ICR2_INV4_SMB3 | Chittapur_ICR2_INV4_SMB3
Chittapur_ICR2_INV4_SMB3_S8 | Chittapur_ICR2_INV4_SMB3 | Chittapur_ICR2_INV4_SMB3
Chittapur_ICR2_INV4_SMB3_S9 | Chittapur_ICR2_INV4_SMB3 | Chittapur_ICR2_INV4_SMB3
Chittapur_ICR2_INV4_SMB3_S10 | Chittapur_ICR2_INV4_SMB3 | Chittapur_ICR2_INV4_SMB3
Chittapur_ICR2_INV4_SMB3_S11 | Chittapur_ICR2_INV4_SMB3 | Chittapur_ICR2_INV4_SMB3
Chittapur_ICR2_INV4_SMB3_S12 | Chittapur_ICR2_INV4_SMB3 | Chittapur_ICR2_INV4_SMB3
Chittapur_ICR2_INV4_SMB4_S1 | Chittapur_ICR2_INV4_SMB4 | Chittapur_ICR2_INV4_SMB4
Chittapur_ICR2_INV4_SMB4_S2 | Chittapur_ICR2_INV4_SMB4 | Chittapur_ICR2_INV4_SMB4
Chittapur_ICR2_INV4_SMB4_S3 | Chittapur_ICR2_INV4_SMB4 | Chittapur_ICR2_INV4_SMB4
Chittapur_ICR2_INV4_SMB4_S4 | Chittapur_ICR2_INV4_SMB4 | Chittapur_ICR2_INV4_SMB4
Chittapur_ICR2_INV4_SMB4_S5 | Chittapur_ICR2_INV4_SMB4 | Chittapur_ICR2_INV4_SMB4
Chittapur_ICR2_INV4_SMB4_S6 | Chittapur_ICR2_INV4_SMB4 | Chittapur_ICR2_INV4_SMB4
Chittapur_ICR2_INV4_SMB4_S7 | Chittapur_ICR2_INV4_SMB4 | Chittapur_ICR2_INV4_SMB4
Chittapur_ICR2_INV4_SMB4_S8 | Chittapur_ICR2_INV4_SMB4 | Chittapur_ICR2_INV4_SMB4
Chittapur_ICR2_INV4_SMB4_S9 | Chittapur_ICR2_INV4_SMB4 | Chittapur_ICR2_INV4_SMB4
Chittapur_ICR2_INV4_SMB4_S10 | Chittapur_ICR2_INV4_SMB4 | Chittapur_ICR2_INV4_SMB4
Chittapur_ICR2_INV4_SMB4_S11 | Chittapur_ICR2_INV4_SMB4 | Chittapur_ICR2_INV4_SMB4
Chittapur_ICR2_INV4_SMB4_S12 | Chittapur_ICR2_INV4_SMB4 | Chittapur_ICR2_INV4_SMB4
Chittapur_ICR2_INV4_SMB5_S1 | Chittapur_ICR2_INV4_SMB5 | Chittapur_ICR2_INV4_SMB5
Chittapur_ICR2_INV4_SMB5_S2 | Chittapur_ICR2_INV4_SMB5 | Chittapur_ICR2_INV4_SMB5
Chittapur_ICR2_INV4_SMB5_S3 | Chittapur_ICR2_INV4_SMB5 | Chittapur_ICR2_INV4_SMB5
Chittapur_ICR2_INV4_SMB5_S4 | Chittapur_ICR2_INV4_SMB5 | Chittapur_ICR2_INV4_SMB5
Chittapur_ICR2_INV4_SMB5_S5 | Chittapur_ICR2_INV4_SMB5 | Chittapur_ICR2_INV4_SMB5
Chittapur_ICR2_INV4_SMB5_S6 | Chittapur_ICR2_INV4_SMB5 | Chittapur_ICR2_INV4_SMB5
Chittapur_ICR2_INV4_SMB5_S7 | Chittapur_ICR2_INV4_SMB5 | Chittapur_ICR2_INV4_SMB5
Chittapur_ICR2_INV4_SMB5_S8 | Chittapur_ICR2_INV4_SMB5 | Chittapur_ICR2_INV4_SMB5
Chittapur_ICR2_INV4_SMB5_S9 | Chittapur_ICR2_INV4_SMB5 | Chittapur_ICR2_INV4_SMB5
Chittapur_ICR2_INV4_SMB5_S10 | Chittapur_ICR2_INV4_SMB5 | Chittapur_ICR2_INV4_SMB5
Chittapur_ICR2_INV4_SMB5_S11 | Chittapur_ICR2_INV4_SMB5 | Chittapur_ICR2_INV4_SMB5
Chittapur_ICR2_INV4_SMB5_S12 | Chittapur_ICR2_INV4_SMB5 | Chittapur_ICR2_INV4_SMB5
Chittapur_ICR2_INV4_SMB6_S1 | Chittapur_ICR2_INV4_SMB6 | Chittapur_ICR2_INV4_SMB6
Chittapur_ICR2_INV4_SMB6_S2 | Chittapur_ICR2_INV4_SMB6 | Chittapur_ICR2_INV4_SMB6
Chittapur_ICR2_INV4_SMB6_S3 | Chittapur_ICR2_INV4_SMB6 | Chittapur_ICR2_INV4_SMB6
Chittapur_ICR2_INV4_SMB6_S4 | Chittapur_ICR2_INV4_SMB6 | Chittapur_ICR2_INV4_SMB6
Chittapur_ICR2_INV4_SMB6_S5 | Chittapur_ICR2_INV4_SMB6 | Chittapur_ICR2_INV4_SMB6
Chittapur_ICR2_INV4_SMB6_S6 | Chittapur_ICR2_INV4_SMB6 | Chittapur_ICR2_INV4_SMB6
Chittapur_ICR2_INV4_SMB6_S7 | Chittapur_ICR2_INV4_SMB6 | Chittapur_ICR2_INV4_SMB6
Chittapur_ICR2_INV4_SMB6_S8 | Chittapur_ICR2_INV4_SMB6 | Chittapur_ICR2_INV4_SMB6
Chittapur_ICR2_INV4_SMB6_S9 | Chittapur_ICR2_INV4_SMB6 | Chittapur_ICR2_INV4_SMB6
Chittapur_ICR2_INV4_SMB6_S10 | Chittapur_ICR2_INV4_SMB6 | Chittapur_ICR2_INV4_SMB6
Chittapur_ICR2_INV4_SMB6_S11 | Chittapur_ICR2_INV4_SMB6 | Chittapur_ICR2_INV4_SMB6
Chittapur_ICR2_INV4_SMB6_S12 | Chittapur_ICR2_INV4_SMB6 | Chittapur_ICR2_INV4_SMB6
Chittapur_ICR2_INV4_SMB7_S1 | Chittapur_ICR2_INV4_SMB7 | Chittapur_ICR2_INV4_SMB7
Chittapur_ICR2_INV4_SMB7_S2 | Chittapur_ICR2_INV4_SMB7 | Chittapur_ICR2_INV4_SMB7
Chittapur_ICR2_INV4_SMB7_S3 | Chittapur_ICR2_INV4_SMB7 | Chittapur_ICR2_INV4_SMB7
Chittapur_ICR2_INV4_SMB7_S4 | Chittapur_ICR2_INV4_SMB7 | Chittapur_ICR2_INV4_SMB7
Chittapur_ICR2_INV4_SMB7_S5 | Chittapur_ICR2_INV4_SMB7 | Chittapur_ICR2_INV4_SMB7
Chittapur_ICR2_INV4_SMB7_S6 | Chittapur_ICR2_INV4_SMB7 | Chittapur_ICR2_INV4_SMB7
Chittapur_ICR2_INV4_SMB7_S7 | Chittapur_ICR2_INV4_SMB7 | Chittapur_ICR2_INV4_SMB7
Chittapur_ICR2_INV4_SMB7_S8 | Chittapur_ICR2_INV4_SMB7 | Chittapur_ICR2_INV4_SMB7
Chittapur_ICR2_INV4_SMB7_S9 | Chittapur_ICR2_INV4_SMB7 | Chittapur_ICR2_INV4_SMB7
Chittapur_ICR2_INV4_SMB7_S10 | Chittapur_ICR2_INV4_SMB7 | Chittapur_ICR2_INV4_SMB7
Chittapur_ICR2_INV4_SMB7_S11 | Chittapur_ICR2_INV4_SMB7 | Chittapur_ICR2_INV4_SMB7
Chittapur_ICR2_INV4_SMB7_S12 | Chittapur_ICR2_INV4_SMB7 | Chittapur_ICR2_INV4_SMB7
Chittapur_ICR3_INV1_SMB1_S1 | Chittapur_ICR3_INV1_SMB1 | Chittapur_ICR3_INV1_SMB1
Chittapur_ICR3_INV1_SMB1_S2 | Chittapur_ICR3_INV1_SMB1 | Chittapur_ICR3_INV1_SMB1
Chittapur_ICR3_INV1_SMB1_S3 | Chittapur_ICR3_INV1_SMB1 | Chittapur_ICR3_INV1_SMB1
Chittapur_ICR3_INV1_SMB1_S4 | Chittapur_ICR3_INV1_SMB1 | Chittapur_ICR3_INV1_SMB1
Chittapur_ICR3_INV1_SMB1_S5 | Chittapur_ICR3_INV1_SMB1 | Chittapur_ICR3_INV1_SMB1
Chittapur_ICR3_INV1_SMB1_S6 | Chittapur_ICR3_INV1_SMB1 | Chittapur_ICR3_INV1_SMB1
Chittapur_ICR3_INV1_SMB1_S7 | Chittapur_ICR3_INV1_SMB1 | Chittapur_ICR3_INV1_SMB1
Chittapur_ICR3_INV1_SMB1_S8 | Chittapur_ICR3_INV1_SMB1 | Chittapur_ICR3_INV1_SMB1
Chittapur_ICR3_INV1_SMB1_S9 | Chittapur_ICR3_INV1_SMB1 | Chittapur_ICR3_INV1_SMB1
Chittapur_ICR3_INV1_SMB1_S10 | Chittapur_ICR3_INV1_SMB1 | Chittapur_ICR3_INV1_SMB1
Chittapur_ICR3_INV1_SMB1_S11 | Chittapur_ICR3_INV1_SMB1 | Chittapur_ICR3_INV1_SMB1
Chittapur_ICR3_INV1_SMB1_S12 | Chittapur_ICR3_INV1_SMB1 | Chittapur_ICR3_INV1_SMB1
Chittapur_ICR3_INV1_SMB1_S13 | Chittapur_ICR3_INV1_SMB1 | Chittapur_ICR3_INV1_SMB1
Chittapur_ICR3_INV1_SMB2_S1 | Chittapur_ICR3_INV1_SMB2 | Chittapur_ICR3_INV1_SMB2
Chittapur_ICR3_INV1_SMB2_S2 | Chittapur_ICR3_INV1_SMB2 | Chittapur_ICR3_INV1_SMB2
Chittapur_ICR3_INV1_SMB2_S3 | Chittapur_ICR3_INV1_SMB2 | Chittapur_ICR3_INV1_SMB2
Chittapur_ICR3_INV1_SMB2_S4 | Chittapur_ICR3_INV1_SMB2 | Chittapur_ICR3_INV1_SMB2
Chittapur_ICR3_INV1_SMB2_S5 | Chittapur_ICR3_INV1_SMB2 | Chittapur_ICR3_INV1_SMB2
Chittapur_ICR3_INV1_SMB2_S6 | Chittapur_ICR3_INV1_SMB2 | Chittapur_ICR3_INV1_SMB2
Chittapur_ICR3_INV1_SMB2_S7 | Chittapur_ICR3_INV1_SMB2 | Chittapur_ICR3_INV1_SMB2
Chittapur_ICR3_INV1_SMB2_S8 | Chittapur_ICR3_INV1_SMB2 | Chittapur_ICR3_INV1_SMB2
Chittapur_ICR3_INV1_SMB2_S9 | Chittapur_ICR3_INV1_SMB2 | Chittapur_ICR3_INV1_SMB2
Chittapur_ICR3_INV1_SMB2_S10 | Chittapur_ICR3_INV1_SMB2 | Chittapur_ICR3_INV1_SMB2
Chittapur_ICR3_INV1_SMB2_S11 | Chittapur_ICR3_INV1_SMB2 | Chittapur_ICR3_INV1_SMB2
Chittapur_ICR3_INV1_SMB2_S12 | Chittapur_ICR3_INV1_SMB2 | Chittapur_ICR3_INV1_SMB2
Chittapur_ICR3_INV1_SMB3_S1 | Chittapur_ICR3_INV1_SMB3 | Chittapur_ICR3_INV1_SMB3
Chittapur_ICR3_INV1_SMB3_S2 | Chittapur_ICR3_INV1_SMB3 | Chittapur_ICR3_INV1_SMB3
Chittapur_ICR3_INV1_SMB3_S3 | Chittapur_ICR3_INV1_SMB3 | Chittapur_ICR3_INV1_SMB3
Chittapur_ICR3_INV1_SMB3_S4 | Chittapur_ICR3_INV1_SMB3 | Chittapur_ICR3_INV1_SMB3
Chittapur_ICR3_INV1_SMB3_S5 | Chittapur_ICR3_INV1_SMB3 | Chittapur_ICR3_INV1_SMB3
Chittapur_ICR3_INV1_SMB3_S6 | Chittapur_ICR3_INV1_SMB3 | Chittapur_ICR3_INV1_SMB3
Chittapur_ICR3_INV1_SMB3_S7 | Chittapur_ICR3_INV1_SMB3 | Chittapur_ICR3_INV1_SMB3
Chittapur_ICR3_INV1_SMB3_S8 | Chittapur_ICR3_INV1_SMB3 | Chittapur_ICR3_INV1_SMB3
Chittapur_ICR3_INV1_SMB3_S9 | Chittapur_ICR3_INV1_SMB3 | Chittapur_ICR3_INV1_SMB3
Chittapur_ICR3_INV1_SMB3_S10 | Chittapur_ICR3_INV1_SMB3 | Chittapur_ICR3_INV1_SMB3
Chittapur_ICR3_INV1_SMB3_S11 | Chittapur_ICR3_INV1_SMB3 | Chittapur_ICR3_INV1_SMB3
Chittapur_ICR3_INV1_SMB3_S12 | Chittapur_ICR3_INV1_SMB3 | Chittapur_ICR3_INV1_SMB3
Chittapur_ICR3_INV1_SMB4_S1 | Chittapur_ICR3_INV1_SMB4 | Chittapur_ICR3_INV1_SMB4
Chittapur_ICR3_INV1_SMB4_S2 | Chittapur_ICR3_INV1_SMB4 | Chittapur_ICR3_INV1_SMB4
Chittapur_ICR3_INV1_SMB4_S3 | Chittapur_ICR3_INV1_SMB4 | Chittapur_ICR3_INV1_SMB4
Chittapur_ICR3_INV1_SMB4_S4 | Chittapur_ICR3_INV1_SMB4 | Chittapur_ICR3_INV1_SMB4
Chittapur_ICR3_INV1_SMB4_S5 | Chittapur_ICR3_INV1_SMB4 | Chittapur_ICR3_INV1_SMB4
Chittapur_ICR3_INV1_SMB4_S6 | Chittapur_ICR3_INV1_SMB4 | Chittapur_ICR3_INV1_SMB4
Chittapur_ICR3_INV1_SMB4_S7 | Chittapur_ICR3_INV1_SMB4 | Chittapur_ICR3_INV1_SMB4
Chittapur_ICR3_INV1_SMB4_S8 | Chittapur_ICR3_INV1_SMB4 | Chittapur_ICR3_INV1_SMB4
Chittapur_ICR3_INV1_SMB4_S9 | Chittapur_ICR3_INV1_SMB4 | Chittapur_ICR3_INV1_SMB4
Chittapur_ICR3_INV1_SMB4_S10 | Chittapur_ICR3_INV1_SMB4 | Chittapur_ICR3_INV1_SMB4
Chittapur_ICR3_INV1_SMB4_S11 | Chittapur_ICR3_INV1_SMB4 | Chittapur_ICR3_INV1_SMB4
Chittapur_ICR3_INV1_SMB4_S12 | Chittapur_ICR3_INV1_SMB4 | Chittapur_ICR3_INV1_SMB4
Chittapur_ICR3_INV1_SMB5_S1 | Chittapur_ICR3_INV1_SMB5 | Chittapur_ICR3_INV1_SMB5
Chittapur_ICR3_INV1_SMB5_S2 | Chittapur_ICR3_INV1_SMB5 | Chittapur_ICR3_INV1_SMB5
Chittapur_ICR3_INV1_SMB5_S3 | Chittapur_ICR3_INV1_SMB5 | Chittapur_ICR3_INV1_SMB5
Chittapur_ICR3_INV1_SMB5_S4 | Chittapur_ICR3_INV1_SMB5 | Chittapur_ICR3_INV1_SMB5
Chittapur_ICR3_INV1_SMB5_S5 | Chittapur_ICR3_INV1_SMB5 | Chittapur_ICR3_INV1_SMB5
Chittapur_ICR3_INV1_SMB5_S6 | Chittapur_ICR3_INV1_SMB5 | Chittapur_ICR3_INV1_SMB5
Chittapur_ICR3_INV1_SMB5_S7 | Chittapur_ICR3_INV1_SMB5 | Chittapur_ICR3_INV1_SMB5
Chittapur_ICR3_INV1_SMB5_S8 | Chittapur_ICR3_INV1_SMB5 | Chittapur_ICR3_INV1_SMB5
Chittapur_ICR3_INV1_SMB5_S9 | Chittapur_ICR3_INV1_SMB5 | Chittapur_ICR3_INV1_SMB5
Chittapur_ICR3_INV1_SMB5_S10 | Chittapur_ICR3_INV1_SMB5 | Chittapur_ICR3_INV1_SMB5
Chittapur_ICR3_INV1_SMB5_S11 | Chittapur_ICR3_INV1_SMB5 | Chittapur_ICR3_INV1_SMB5
Chittapur_ICR3_INV1_SMB5_S12 | Chittapur_ICR3_INV1_SMB5 | Chittapur_ICR3_INV1_SMB5
Chittapur_ICR3_INV1_SMB6_S1 | Chittapur_ICR3_INV1_SMB6 | Chittapur_ICR3_INV1_SMB6
Chittapur_ICR3_INV1_SMB6_S2 | Chittapur_ICR3_INV1_SMB6 | Chittapur_ICR3_INV1_SMB6
Chittapur_ICR3_INV1_SMB6_S3 | Chittapur_ICR3_INV1_SMB6 | Chittapur_ICR3_INV1_SMB6
Chittapur_ICR3_INV1_SMB6_S4 | Chittapur_ICR3_INV1_SMB6 | Chittapur_ICR3_INV1_SMB6
Chittapur_ICR3_INV1_SMB6_S5 | Chittapur_ICR3_INV1_SMB6 | Chittapur_ICR3_INV1_SMB6
Chittapur_ICR3_INV1_SMB6_S6 | Chittapur_ICR3_INV1_SMB6 | Chittapur_ICR3_INV1_SMB6
Chittapur_ICR3_INV1_SMB6_S7 | Chittapur_ICR3_INV1_SMB6 | Chittapur_ICR3_INV1_SMB6
Chittapur_ICR3_INV1_SMB6_S8 | Chittapur_ICR3_INV1_SMB6 | Chittapur_ICR3_INV1_SMB6
Chittapur_ICR3_INV1_SMB6_S9 | Chittapur_ICR3_INV1_SMB6 | Chittapur_ICR3_INV1_SMB6
Chittapur_ICR3_INV1_SMB6_S10 | Chittapur_ICR3_INV1_SMB6 | Chittapur_ICR3_INV1_SMB6
Chittapur_ICR3_INV1_SMB6_S11 | Chittapur_ICR3_INV1_SMB6 | Chittapur_ICR3_INV1_SMB6
Chittapur_ICR3_INV1_SMB6_S12 | Chittapur_ICR3_INV1_SMB6 | Chittapur_ICR3_INV1_SMB6
Chittapur_ICR3_INV1_SMB7_S1 | Chittapur_ICR3_INV1_SMB7 | Chittapur_ICR3_INV1_SMB7
Chittapur_ICR3_INV1_SMB7_S2 | Chittapur_ICR3_INV1_SMB7 | Chittapur_ICR3_INV1_SMB7
Chittapur_ICR3_INV1_SMB7_S3 | Chittapur_ICR3_INV1_SMB7 | Chittapur_ICR3_INV1_SMB7
Chittapur_ICR3_INV1_SMB7_S4 | Chittapur_ICR3_INV1_SMB7 | Chittapur_ICR3_INV1_SMB7
Chittapur_ICR3_INV1_SMB7_S5 | Chittapur_ICR3_INV1_SMB7 | Chittapur_ICR3_INV1_SMB7
Chittapur_ICR3_INV1_SMB7_S6 | Chittapur_ICR3_INV1_SMB7 | Chittapur_ICR3_INV1_SMB7
Chittapur_ICR3_INV1_SMB7_S7 | Chittapur_ICR3_INV1_SMB7 | Chittapur_ICR3_INV1_SMB7
Chittapur_ICR3_INV1_SMB7_S8 | Chittapur_ICR3_INV1_SMB7 | Chittapur_ICR3_INV1_SMB7
Chittapur_ICR3_INV1_SMB7_S9 | Chittapur_ICR3_INV1_SMB7 | Chittapur_ICR3_INV1_SMB7
Chittapur_ICR3_INV1_SMB7_S10 | Chittapur_ICR3_INV1_SMB7 | Chittapur_ICR3_INV1_SMB7
Chittapur_ICR3_INV1_SMB7_S11 | Chittapur_ICR3_INV1_SMB7 | Chittapur_ICR3_INV1_SMB7
Chittapur_ICR3_INV1_SMB7_S12 | Chittapur_ICR3_INV1_SMB7 | Chittapur_ICR3_INV1_SMB7
Chittapur_ICR3_INV1_SMB7_S13 | Chittapur_ICR3_INV1_SMB7 | Chittapur_ICR3_INV1_SMB7
Chittapur_ICR3_INV1_SMB7_S14 | Chittapur_ICR3_INV1_SMB7 | Chittapur_ICR3_INV1_SMB7
Chittapur_ICR3_INV2_SMB1_S1 | Chittapur_ICR3_INV2_SMB1 | Chittapur_ICR3_INV2_SMB1
Chittapur_ICR3_INV2_SMB1_S2 | Chittapur_ICR3_INV2_SMB1 | Chittapur_ICR3_INV2_SMB1
Chittapur_ICR3_INV2_SMB1_S3 | Chittapur_ICR3_INV2_SMB1 | Chittapur_ICR3_INV2_SMB1
Chittapur_ICR3_INV2_SMB1_S4 | Chittapur_ICR3_INV2_SMB1 | Chittapur_ICR3_INV2_SMB1
Chittapur_ICR3_INV2_SMB1_S5 | Chittapur_ICR3_INV2_SMB1 | Chittapur_ICR3_INV2_SMB1
Chittapur_ICR3_INV2_SMB1_S6 | Chittapur_ICR3_INV2_SMB1 | Chittapur_ICR3_INV2_SMB1
Chittapur_ICR3_INV2_SMB1_S7 | Chittapur_ICR3_INV2_SMB1 | Chittapur_ICR3_INV2_SMB1
Chittapur_ICR3_INV2_SMB1_S8 | Chittapur_ICR3_INV2_SMB1 | Chittapur_ICR3_INV2_SMB1
Chittapur_ICR3_INV2_SMB1_S9 | Chittapur_ICR3_INV2_SMB1 | Chittapur_ICR3_INV2_SMB1
Chittapur_ICR3_INV2_SMB1_S10 | Chittapur_ICR3_INV2_SMB1 | Chittapur_ICR3_INV2_SMB1
Chittapur_ICR3_INV2_SMB1_S11 | Chittapur_ICR3_INV2_SMB1 | Chittapur_ICR3_INV2_SMB1
Chittapur_ICR3_INV2_SMB1_S12 | Chittapur_ICR3_INV2_SMB1 | Chittapur_ICR3_INV2_SMB1
Chittapur_ICR3_INV2_SMB2_S1 | Chittapur_ICR3_INV2_SMB2 | Chittapur_ICR3_INV2_SMB2
Chittapur_ICR3_INV2_SMB2_S2 | Chittapur_ICR3_INV2_SMB2 | Chittapur_ICR3_INV2_SMB2
Chittapur_ICR3_INV2_SMB2_S3 | Chittapur_ICR3_INV2_SMB2 | Chittapur_ICR3_INV2_SMB2
Chittapur_ICR3_INV2_SMB2_S4 | Chittapur_ICR3_INV2_SMB2 | Chittapur_ICR3_INV2_SMB2
Chittapur_ICR3_INV2_SMB2_S5 | Chittapur_ICR3_INV2_SMB2 | Chittapur_ICR3_INV2_SMB2
Chittapur_ICR3_INV2_SMB2_S6 | Chittapur_ICR3_INV2_SMB2 | Chittapur_ICR3_INV2_SMB2
Chittapur_ICR3_INV2_SMB2_S7 | Chittapur_ICR3_INV2_SMB2 | Chittapur_ICR3_INV2_SMB2
Chittapur_ICR3_INV2_SMB2_S8 | Chittapur_ICR3_INV2_SMB2 | Chittapur_ICR3_INV2_SMB2
Chittapur_ICR3_INV2_SMB2_S9 | Chittapur_ICR3_INV2_SMB2 | Chittapur_ICR3_INV2_SMB2
Chittapur_ICR3_INV2_SMB2_S10 | Chittapur_ICR3_INV2_SMB2 | Chittapur_ICR3_INV2_SMB2
Chittapur_ICR3_INV2_SMB2_S11 | Chittapur_ICR3_INV2_SMB2 | Chittapur_ICR3_INV2_SMB2
Chittapur_ICR3_INV2_SMB2_S12 | Chittapur_ICR3_INV2_SMB2 | Chittapur_ICR3_INV2_SMB2
Chittapur_ICR3_INV2_SMB3_S1 | Chittapur_ICR3_INV2_SMB3 | Chittapur_ICR3_INV2_SMB3
Chittapur_ICR3_INV2_SMB3_S2 | Chittapur_ICR3_INV2_SMB3 | Chittapur_ICR3_INV2_SMB3
Chittapur_ICR3_INV2_SMB3_S3 | Chittapur_ICR3_INV2_SMB3 | Chittapur_ICR3_INV2_SMB3
Chittapur_ICR3_INV2_SMB3_S4 | Chittapur_ICR3_INV2_SMB3 | Chittapur_ICR3_INV2_SMB3
Chittapur_ICR3_INV2_SMB3_S5 | Chittapur_ICR3_INV2_SMB3 | Chittapur_ICR3_INV2_SMB3
Chittapur_ICR3_INV2_SMB3_S6 | Chittapur_ICR3_INV2_SMB3 | Chittapur_ICR3_INV2_SMB3
Chittapur_ICR3_INV2_SMB3_S7 | Chittapur_ICR3_INV2_SMB3 | Chittapur_ICR3_INV2_SMB3
Chittapur_ICR3_INV2_SMB3_S8 | Chittapur_ICR3_INV2_SMB3 | Chittapur_ICR3_INV2_SMB3
Chittapur_ICR3_INV2_SMB3_S9 | Chittapur_ICR3_INV2_SMB3 | Chittapur_ICR3_INV2_SMB3
Chittapur_ICR3_INV2_SMB3_S10 | Chittapur_ICR3_INV2_SMB3 | Chittapur_ICR3_INV2_SMB3
Chittapur_ICR3_INV2_SMB3_S11 | Chittapur_ICR3_INV2_SMB3 | Chittapur_ICR3_INV2_SMB3
Chittapur_ICR3_INV2_SMB3_S12 | Chittapur_ICR3_INV2_SMB3 | Chittapur_ICR3_INV2_SMB3
Chittapur_ICR3_INV2_SMB4_S1 | Chittapur_ICR3_INV2_SMB4 | Chittapur_ICR3_INV2_SMB4
Chittapur_ICR3_INV2_SMB4_S2 | Chittapur_ICR3_INV2_SMB4 | Chittapur_ICR3_INV2_SMB4
Chittapur_ICR3_INV2_SMB4_S3 | Chittapur_ICR3_INV2_SMB4 | Chittapur_ICR3_INV2_SMB4
Chittapur_ICR3_INV2_SMB4_S4 | Chittapur_ICR3_INV2_SMB4 | Chittapur_ICR3_INV2_SMB4
Chittapur_ICR3_INV2_SMB4_S5 | Chittapur_ICR3_INV2_SMB4 | Chittapur_ICR3_INV2_SMB4
Chittapur_ICR3_INV2_SMB4_S6 | Chittapur_ICR3_INV2_SMB4 | Chittapur_ICR3_INV2_SMB4
Chittapur_ICR3_INV2_SMB4_S7 | Chittapur_ICR3_INV2_SMB4 | Chittapur_ICR3_INV2_SMB4
Chittapur_ICR3_INV2_SMB4_S8 | Chittapur_ICR3_INV2_SMB4 | Chittapur_ICR3_INV2_SMB4
Chittapur_ICR3_INV2_SMB4_S9 | Chittapur_ICR3_INV2_SMB4 | Chittapur_ICR3_INV2_SMB4
Chittapur_ICR3_INV2_SMB4_S10 | Chittapur_ICR3_INV2_SMB4 | Chittapur_ICR3_INV2_SMB4
Chittapur_ICR3_INV2_SMB4_S11 | Chittapur_ICR3_INV2_SMB4 | Chittapur_ICR3_INV2_SMB4
Chittapur_ICR3_INV2_SMB4_S12 | Chittapur_ICR3_INV2_SMB4 | Chittapur_ICR3_INV2_SMB4
Chittapur_ICR3_INV2_SMB5_S1 | Chittapur_ICR3_INV2_SMB5 | Chittapur_ICR3_INV2_SMB5
Chittapur_ICR3_INV2_SMB5_S2 | Chittapur_ICR3_INV2_SMB5 | Chittapur_ICR3_INV2_SMB5
Chittapur_ICR3_INV2_SMB5_S3 | Chittapur_ICR3_INV2_SMB5 | Chittapur_ICR3_INV2_SMB5
Chittapur_ICR3_INV2_SMB5_S4 | Chittapur_ICR3_INV2_SMB5 | Chittapur_ICR3_INV2_SMB5
Chittapur_ICR3_INV2_SMB5_S5 | Chittapur_ICR3_INV2_SMB5 | Chittapur_ICR3_INV2_SMB5
Chittapur_ICR3_INV2_SMB5_S6 | Chittapur_ICR3_INV2_SMB5 | Chittapur_ICR3_INV2_SMB5
Chittapur_ICR3_INV2_SMB5_S7 | Chittapur_ICR3_INV2_SMB5 | Chittapur_ICR3_INV2_SMB5
Chittapur_ICR3_INV2_SMB5_S8 | Chittapur_ICR3_INV2_SMB5 | Chittapur_ICR3_INV2_SMB5
Chittapur_ICR3_INV2_SMB5_S9 | Chittapur_ICR3_INV2_SMB5 | Chittapur_ICR3_INV2_SMB5
Chittapur_ICR3_INV2_SMB5_S10 | Chittapur_ICR3_INV2_SMB5 | Chittapur_ICR3_INV2_SMB5
Chittapur_ICR3_INV2_SMB5_S11 | Chittapur_ICR3_INV2_SMB5 | Chittapur_ICR3_INV2_SMB5
Chittapur_ICR3_INV2_SMB5_S12 | Chittapur_ICR3_INV2_SMB5 | Chittapur_ICR3_INV2_SMB5
Chittapur_ICR3_INV2_SMB6_S1 | Chittapur_ICR3_INV2_SMB6 | Chittapur_ICR3_INV2_SMB6
Chittapur_ICR3_INV2_SMB6_S2 | Chittapur_ICR3_INV2_SMB6 | Chittapur_ICR3_INV2_SMB6
Chittapur_ICR3_INV2_SMB6_S3 | Chittapur_ICR3_INV2_SMB6 | Chittapur_ICR3_INV2_SMB6
Chittapur_ICR3_INV2_SMB6_S4 | Chittapur_ICR3_INV2_SMB6 | Chittapur_ICR3_INV2_SMB6
Chittapur_ICR3_INV2_SMB6_S5 | Chittapur_ICR3_INV2_SMB6 | Chittapur_ICR3_INV2_SMB6
Chittapur_ICR3_INV2_SMB6_S6 | Chittapur_ICR3_INV2_SMB6 | Chittapur_ICR3_INV2_SMB6
Chittapur_ICR3_INV2_SMB6_S7 | Chittapur_ICR3_INV2_SMB6 | Chittapur_ICR3_INV2_SMB6
Chittapur_ICR3_INV2_SMB6_S8 | Chittapur_ICR3_INV2_SMB6 | Chittapur_ICR3_INV2_SMB6
Chittapur_ICR3_INV2_SMB6_S9 | Chittapur_ICR3_INV2_SMB6 | Chittapur_ICR3_INV2_SMB6
Chittapur_ICR3_INV2_SMB6_S10 | Chittapur_ICR3_INV2_SMB6 | Chittapur_ICR3_INV2_SMB6
Chittapur_ICR3_INV2_SMB6_S11 | Chittapur_ICR3_INV2_SMB6 | Chittapur_ICR3_INV2_SMB6
Chittapur_ICR3_INV2_SMB6_S12 | Chittapur_ICR3_INV2_SMB6 | Chittapur_ICR3_INV2_SMB6
Chittapur_ICR3_INV2_SMB7_S1 | Chittapur_ICR3_INV2_SMB7 | Chittapur_ICR3_INV2_SMB7
Chittapur_ICR3_INV2_SMB7_S2 | Chittapur_ICR3_INV2_SMB7 | Chittapur_ICR3_INV2_SMB7
Chittapur_ICR3_INV2_SMB7_S3 | Chittapur_ICR3_INV2_SMB7 | Chittapur_ICR3_INV2_SMB7
Chittapur_ICR3_INV2_SMB7_S4 | Chittapur_ICR3_INV2_SMB7 | Chittapur_ICR3_INV2_SMB7
Chittapur_ICR3_INV2_SMB7_S5 | Chittapur_ICR3_INV2_SMB7 | Chittapur_ICR3_INV2_SMB7
Chittapur_ICR3_INV2_SMB7_S6 | Chittapur_ICR3_INV2_SMB7 | Chittapur_ICR3_INV2_SMB7
Chittapur_ICR3_INV2_SMB7_S7 | Chittapur_ICR3_INV2_SMB7 | Chittapur_ICR3_INV2_SMB7
Chittapur_ICR3_INV2_SMB7_S8 | Chittapur_ICR3_INV2_SMB7 | Chittapur_ICR3_INV2_SMB7
Chittapur_ICR3_INV2_SMB7_S9 | Chittapur_ICR3_INV2_SMB7 | Chittapur_ICR3_INV2_SMB7
Chittapur_ICR3_INV2_SMB7_S10 | Chittapur_ICR3_INV2_SMB7 | Chittapur_ICR3_INV2_SMB7
Chittapur_ICR3_INV2_SMB7_S11 | Chittapur_ICR3_INV2_SMB7 | Chittapur_ICR3_INV2_SMB7
Chittapur_ICR3_INV2_SMB7_S12 | Chittapur_ICR3_INV2_SMB7 | Chittapur_ICR3_INV2_SMB7
Chittapur_ICR3_INV3_SMB1_S1 | Chittapur_ICR3_INV3_SMB1 | Chittapur_ICR3_INV3_SMB1
Chittapur_ICR3_INV3_SMB1_S2 | Chittapur_ICR3_INV3_SMB1 | Chittapur_ICR3_INV3_SMB1
Chittapur_ICR3_INV3_SMB1_S3 | Chittapur_ICR3_INV3_SMB1 | Chittapur_ICR3_INV3_SMB1
Chittapur_ICR3_INV3_SMB1_S4 | Chittapur_ICR3_INV3_SMB1 | Chittapur_ICR3_INV3_SMB1
Chittapur_ICR3_INV3_SMB1_S5 | Chittapur_ICR3_INV3_SMB1 | Chittapur_ICR3_INV3_SMB1
Chittapur_ICR3_INV3_SMB1_S6 | Chittapur_ICR3_INV3_SMB1 | Chittapur_ICR3_INV3_SMB1
Chittapur_ICR3_INV3_SMB1_S7 | Chittapur_ICR3_INV3_SMB1 | Chittapur_ICR3_INV3_SMB1
Chittapur_ICR3_INV3_SMB1_S8 | Chittapur_ICR3_INV3_SMB1 | Chittapur_ICR3_INV3_SMB1
Chittapur_ICR3_INV3_SMB1_S9 | Chittapur_ICR3_INV3_SMB1 | Chittapur_ICR3_INV3_SMB1
Chittapur_ICR3_INV3_SMB1_S10 | Chittapur_ICR3_INV3_SMB1 | Chittapur_ICR3_INV3_SMB1
Chittapur_ICR3_INV3_SMB1_S11 | Chittapur_ICR3_INV3_SMB1 | Chittapur_ICR3_INV3_SMB1
Chittapur_ICR3_INV3_SMB1_S12 | Chittapur_ICR3_INV3_SMB1 | Chittapur_ICR3_INV3_SMB1
Chittapur_ICR3_INV3_SMB2_S1 | Chittapur_ICR3_INV3_SMB2 | Chittapur_ICR3_INV3_SMB2
Chittapur_ICR3_INV3_SMB2_S2 | Chittapur_ICR3_INV3_SMB2 | Chittapur_ICR3_INV3_SMB2
Chittapur_ICR3_INV3_SMB2_S3 | Chittapur_ICR3_INV3_SMB2 | Chittapur_ICR3_INV3_SMB2
Chittapur_ICR3_INV3_SMB2_S4 | Chittapur_ICR3_INV3_SMB2 | Chittapur_ICR3_INV3_SMB2
Chittapur_ICR3_INV3_SMB2_S5 | Chittapur_ICR3_INV3_SMB2 | Chittapur_ICR3_INV3_SMB2
Chittapur_ICR3_INV3_SMB2_S6 | Chittapur_ICR3_INV3_SMB2 | Chittapur_ICR3_INV3_SMB2
Chittapur_ICR3_INV3_SMB2_S7 | Chittapur_ICR3_INV3_SMB2 | Chittapur_ICR3_INV3_SMB2
Chittapur_ICR3_INV3_SMB2_S8 | Chittapur_ICR3_INV3_SMB2 | Chittapur_ICR3_INV3_SMB2
Chittapur_ICR3_INV3_SMB2_S9 | Chittapur_ICR3_INV3_SMB2 | Chittapur_ICR3_INV3_SMB2
Chittapur_ICR3_INV3_SMB2_S10 | Chittapur_ICR3_INV3_SMB2 | Chittapur_ICR3_INV3_SMB2
Chittapur_ICR3_INV3_SMB2_S11 | Chittapur_ICR3_INV3_SMB2 | Chittapur_ICR3_INV3_SMB2
Chittapur_ICR3_INV3_SMB2_S12 | Chittapur_ICR3_INV3_SMB2 | Chittapur_ICR3_INV3_SMB2
Chittapur_ICR3_INV3_SMB3_S1 | Chittapur_ICR3_INV3_SMB3 | Chittapur_ICR3_INV3_SMB3
Chittapur_ICR3_INV3_SMB3_S2 | Chittapur_ICR3_INV3_SMB3 | Chittapur_ICR3_INV3_SMB3
Chittapur_ICR3_INV3_SMB3_S3 | Chittapur_ICR3_INV3_SMB3 | Chittapur_ICR3_INV3_SMB3
Chittapur_ICR3_INV3_SMB3_S4 | Chittapur_ICR3_INV3_SMB3 | Chittapur_ICR3_INV3_SMB3
Chittapur_ICR3_INV3_SMB3_S5 | Chittapur_ICR3_INV3_SMB3 | Chittapur_ICR3_INV3_SMB3
Chittapur_ICR3_INV3_SMB3_S6 | Chittapur_ICR3_INV3_SMB3 | Chittapur_ICR3_INV3_SMB3
Chittapur_ICR3_INV3_SMB3_S7 | Chittapur_ICR3_INV3_SMB3 | Chittapur_ICR3_INV3_SMB3
Chittapur_ICR3_INV3_SMB3_S8 | Chittapur_ICR3_INV3_SMB3 | Chittapur_ICR3_INV3_SMB3
Chittapur_ICR3_INV3_SMB3_S9 | Chittapur_ICR3_INV3_SMB3 | Chittapur_ICR3_INV3_SMB3
Chittapur_ICR3_INV3_SMB3_S10 | Chittapur_ICR3_INV3_SMB3 | Chittapur_ICR3_INV3_SMB3
Chittapur_ICR3_INV3_SMB3_S11 | Chittapur_ICR3_INV3_SMB3 | Chittapur_ICR3_INV3_SMB3
Chittapur_ICR3_INV3_SMB3_S12 | Chittapur_ICR3_INV3_SMB3 | Chittapur_ICR3_INV3_SMB3
Chittapur_ICR3_INV3_SMB4_S1 | Chittapur_ICR3_INV3_SMB4 | Chittapur_ICR3_INV3_SMB4
Chittapur_ICR3_INV3_SMB4_S2 | Chittapur_ICR3_INV3_SMB4 | Chittapur_ICR3_INV3_SMB4
Chittapur_ICR3_INV3_SMB4_S3 | Chittapur_ICR3_INV3_SMB4 | Chittapur_ICR3_INV3_SMB4
Chittapur_ICR3_INV3_SMB4_S4 | Chittapur_ICR3_INV3_SMB4 | Chittapur_ICR3_INV3_SMB4
Chittapur_ICR3_INV3_SMB4_S5 | Chittapur_ICR3_INV3_SMB4 | Chittapur_ICR3_INV3_SMB4
Chittapur_ICR3_INV3_SMB4_S6 | Chittapur_ICR3_INV3_SMB4 | Chittapur_ICR3_INV3_SMB4
Chittapur_ICR3_INV3_SMB4_S7 | Chittapur_ICR3_INV3_SMB4 | Chittapur_ICR3_INV3_SMB4
Chittapur_ICR3_INV3_SMB4_S8 | Chittapur_ICR3_INV3_SMB4 | Chittapur_ICR3_INV3_SMB4
Chittapur_ICR3_INV3_SMB4_S9 | Chittapur_ICR3_INV3_SMB4 | Chittapur_ICR3_INV3_SMB4
Chittapur_ICR3_INV3_SMB4_S10 | Chittapur_ICR3_INV3_SMB4 | Chittapur_ICR3_INV3_SMB4
Chittapur_ICR3_INV3_SMB4_S11 | Chittapur_ICR3_INV3_SMB4 | Chittapur_ICR3_INV3_SMB4
Chittapur_ICR3_INV3_SMB4_S12 | Chittapur_ICR3_INV3_SMB4 | Chittapur_ICR3_INV3_SMB4
Chittapur_ICR3_INV3_SMB5_S1 | Chittapur_ICR3_INV3_SMB5 | Chittapur_ICR3_INV3_SMB5
Chittapur_ICR3_INV3_SMB5_S2 | Chittapur_ICR3_INV3_SMB5 | Chittapur_ICR3_INV3_SMB5
Chittapur_ICR3_INV3_SMB5_S3 | Chittapur_ICR3_INV3_SMB5 | Chittapur_ICR3_INV3_SMB5
Chittapur_ICR3_INV3_SMB5_S4 | Chittapur_ICR3_INV3_SMB5 | Chittapur_ICR3_INV3_SMB5
Chittapur_ICR3_INV3_SMB5_S5 | Chittapur_ICR3_INV3_SMB5 | Chittapur_ICR3_INV3_SMB5
Chittapur_ICR3_INV3_SMB5_S6 | Chittapur_ICR3_INV3_SMB5 | Chittapur_ICR3_INV3_SMB5
Chittapur_ICR3_INV3_SMB5_S7 | Chittapur_ICR3_INV3_SMB5 | Chittapur_ICR3_INV3_SMB5
Chittapur_ICR3_INV3_SMB5_S8 | Chittapur_ICR3_INV3_SMB5 | Chittapur_ICR3_INV3_SMB5
Chittapur_ICR3_INV3_SMB5_S9 | Chittapur_ICR3_INV3_SMB5 | Chittapur_ICR3_INV3_SMB5
Chittapur_ICR3_INV3_SMB5_S10 | Chittapur_ICR3_INV3_SMB5 | Chittapur_ICR3_INV3_SMB5
Chittapur_ICR3_INV3_SMB5_S11 | Chittapur_ICR3_INV3_SMB5 | Chittapur_ICR3_INV3_SMB5
Chittapur_ICR3_INV3_SMB5_S12 | Chittapur_ICR3_INV3_SMB5 | Chittapur_ICR3_INV3_SMB5
Chittapur_ICR3_INV3_SMB6_S1 | Chittapur_ICR3_INV3_SMB6 | Chittapur_ICR3_INV3_SMB6
Chittapur_ICR3_INV3_SMB6_S2 | Chittapur_ICR3_INV3_SMB6 | Chittapur_ICR3_INV3_SMB6
Chittapur_ICR3_INV3_SMB6_S3 | Chittapur_ICR3_INV3_SMB6 | Chittapur_ICR3_INV3_SMB6
Chittapur_ICR3_INV3_SMB6_S4 | Chittapur_ICR3_INV3_SMB6 | Chittapur_ICR3_INV3_SMB6
Chittapur_ICR3_INV3_SMB6_S5 | Chittapur_ICR3_INV3_SMB6 | Chittapur_ICR3_INV3_SMB6
Chittapur_ICR3_INV3_SMB6_S6 | Chittapur_ICR3_INV3_SMB6 | Chittapur_ICR3_INV3_SMB6
Chittapur_ICR3_INV3_SMB6_S7 | Chittapur_ICR3_INV3_SMB6 | Chittapur_ICR3_INV3_SMB6
Chittapur_ICR3_INV3_SMB6_S8 | Chittapur_ICR3_INV3_SMB6 | Chittapur_ICR3_INV3_SMB6
Chittapur_ICR3_INV3_SMB6_S9 | Chittapur_ICR3_INV3_SMB6 | Chittapur_ICR3_INV3_SMB6
Chittapur_ICR3_INV3_SMB6_S10 | Chittapur_ICR3_INV3_SMB6 | Chittapur_ICR3_INV3_SMB6
Chittapur_ICR3_INV3_SMB6_S11 | Chittapur_ICR3_INV3_SMB6 | Chittapur_ICR3_INV3_SMB6
Chittapur_ICR3_INV3_SMB6_S12 | Chittapur_ICR3_INV3_SMB6 | Chittapur_ICR3_INV3_SMB6
Chittapur_ICR3_INV3_SMB6_S13 | Chittapur_ICR3_INV3_SMB6 | Chittapur_ICR3_INV3_SMB6
Chittapur_ICR3_INV3_SMB6_S14 | Chittapur_ICR3_INV3_SMB6 | Chittapur_ICR3_INV3_SMB6
Chittapur_ICR3_INV3_SMB7_S1 | Chittapur_ICR3_INV3_SMB7 | Chittapur_ICR3_INV3_SMB7
Chittapur_ICR3_INV3_SMB7_S2 | Chittapur_ICR3_INV3_SMB7 | Chittapur_ICR3_INV3_SMB7
Chittapur_ICR3_INV3_SMB7_S3 | Chittapur_ICR3_INV3_SMB7 | Chittapur_ICR3_INV3_SMB7
Chittapur_ICR3_INV3_SMB7_S4 | Chittapur_ICR3_INV3_SMB7 | Chittapur_ICR3_INV3_SMB7
Chittapur_ICR3_INV3_SMB7_S5 | Chittapur_ICR3_INV3_SMB7 | Chittapur_ICR3_INV3_SMB7
Chittapur_ICR3_INV3_SMB7_S6 | Chittapur_ICR3_INV3_SMB7 | Chittapur_ICR3_INV3_SMB7
Chittapur_ICR3_INV3_SMB7_S7 | Chittapur_ICR3_INV3_SMB7 | Chittapur_ICR3_INV3_SMB7
Chittapur_ICR3_INV3_SMB7_S8 | Chittapur_ICR3_INV3_SMB7 | Chittapur_ICR3_INV3_SMB7
Chittapur_ICR3_INV3_SMB7_S9 | Chittapur_ICR3_INV3_SMB7 | Chittapur_ICR3_INV3_SMB7
Chittapur_ICR3_INV3_SMB7_S10 | Chittapur_ICR3_INV3_SMB7 | Chittapur_ICR3_INV3_SMB7
Chittapur_ICR3_INV3_SMB7_S11 | Chittapur_ICR3_INV3_SMB7 | Chittapur_ICR3_INV3_SMB7
Chittapur_ICR3_INV3_SMB7_S12 | Chittapur_ICR3_INV3_SMB7 | Chittapur_ICR3_INV3_SMB7
Chittapur_ICR3_INV4_SMB1_S1 | Chittapur_ICR3_INV4_SMB1 | Chittapur_ICR3_INV4_SMB1
Chittapur_ICR3_INV4_SMB1_S2 | Chittapur_ICR3_INV4_SMB1 | Chittapur_ICR3_INV4_SMB1
Chittapur_ICR3_INV4_SMB1_S3 | Chittapur_ICR3_INV4_SMB1 | Chittapur_ICR3_INV4_SMB1
Chittapur_ICR3_INV4_SMB1_S4 | Chittapur_ICR3_INV4_SMB1 | Chittapur_ICR3_INV4_SMB1
Chittapur_ICR3_INV4_SMB1_S5 | Chittapur_ICR3_INV4_SMB1 | Chittapur_ICR3_INV4_SMB1
Chittapur_ICR3_INV4_SMB1_S6 | Chittapur_ICR3_INV4_SMB1 | Chittapur_ICR3_INV4_SMB1
Chittapur_ICR3_INV4_SMB1_S7 | Chittapur_ICR3_INV4_SMB1 | Chittapur_ICR3_INV4_SMB1
Chittapur_ICR3_INV4_SMB1_S8 | Chittapur_ICR3_INV4_SMB1 | Chittapur_ICR3_INV4_SMB1
Chittapur_ICR3_INV4_SMB1_S9 | Chittapur_ICR3_INV4_SMB1 | Chittapur_ICR3_INV4_SMB1
Chittapur_ICR3_INV4_SMB1_S10 | Chittapur_ICR3_INV4_SMB1 | Chittapur_ICR3_INV4_SMB1
Chittapur_ICR3_INV4_SMB1_S11 | Chittapur_ICR3_INV4_SMB1 | Chittapur_ICR3_INV4_SMB1
Chittapur_ICR3_INV4_SMB1_S12 | Chittapur_ICR3_INV4_SMB1 | Chittapur_ICR3_INV4_SMB1
Chittapur_ICR3_INV4_SMB2_S1 | Chittapur_ICR3_INV4_SMB2 | Chittapur_ICR3_INV4_SMB2
Chittapur_ICR3_INV4_SMB2_S2 | Chittapur_ICR3_INV4_SMB2 | Chittapur_ICR3_INV4_SMB2
Chittapur_ICR3_INV4_SMB2_S3 | Chittapur_ICR3_INV4_SMB2 | Chittapur_ICR3_INV4_SMB2
Chittapur_ICR3_INV4_SMB2_S4 | Chittapur_ICR3_INV4_SMB2 | Chittapur_ICR3_INV4_SMB2
Chittapur_ICR3_INV4_SMB2_S5 | Chittapur_ICR3_INV4_SMB2 | Chittapur_ICR3_INV4_SMB2
Chittapur_ICR3_INV4_SMB2_S6 | Chittapur_ICR3_INV4_SMB2 | Chittapur_ICR3_INV4_SMB2
Chittapur_ICR3_INV4_SMB2_S7 | Chittapur_ICR3_INV4_SMB2 | Chittapur_ICR3_INV4_SMB2
Chittapur_ICR3_INV4_SMB2_S8 | Chittapur_ICR3_INV4_SMB2 | Chittapur_ICR3_INV4_SMB2
Chittapur_ICR3_INV4_SMB2_S9 | Chittapur_ICR3_INV4_SMB2 | Chittapur_ICR3_INV4_SMB2
Chittapur_ICR3_INV4_SMB2_S10 | Chittapur_ICR3_INV4_SMB2 | Chittapur_ICR3_INV4_SMB2
Chittapur_ICR3_INV4_SMB2_S11 | Chittapur_ICR3_INV4_SMB2 | Chittapur_ICR3_INV4_SMB2
Chittapur_ICR3_INV4_SMB2_S12 | Chittapur_ICR3_INV4_SMB2 | Chittapur_ICR3_INV4_SMB2
Chittapur_ICR3_INV4_SMB3_S1 | Chittapur_ICR3_INV4_SMB3 | Chittapur_ICR3_INV4_SMB3
Chittapur_ICR3_INV4_SMB3_S2 | Chittapur_ICR3_INV4_SMB3 | Chittapur_ICR3_INV4_SMB3
Chittapur_ICR3_INV4_SMB3_S3 | Chittapur_ICR3_INV4_SMB3 | Chittapur_ICR3_INV4_SMB3
Chittapur_ICR3_INV4_SMB3_S4 | Chittapur_ICR3_INV4_SMB3 | Chittapur_ICR3_INV4_SMB3
Chittapur_ICR3_INV4_SMB3_S5 | Chittapur_ICR3_INV4_SMB3 | Chittapur_ICR3_INV4_SMB3
Chittapur_ICR3_INV4_SMB3_S6 | Chittapur_ICR3_INV4_SMB3 | Chittapur_ICR3_INV4_SMB3
Chittapur_ICR3_INV4_SMB3_S7 | Chittapur_ICR3_INV4_SMB3 | Chittapur_ICR3_INV4_SMB3
Chittapur_ICR3_INV4_SMB3_S8 | Chittapur_ICR3_INV4_SMB3 | Chittapur_ICR3_INV4_SMB3
Chittapur_ICR3_INV4_SMB3_S9 | Chittapur_ICR3_INV4_SMB3 | Chittapur_ICR3_INV4_SMB3
Chittapur_ICR3_INV4_SMB3_S10 | Chittapur_ICR3_INV4_SMB3 | Chittapur_ICR3_INV4_SMB3
Chittapur_ICR3_INV4_SMB3_S11 | Chittapur_ICR3_INV4_SMB3 | Chittapur_ICR3_INV4_SMB3
Chittapur_ICR3_INV4_SMB3_S12 | Chittapur_ICR3_INV4_SMB3 | Chittapur_ICR3_INV4_SMB3
Chittapur_ICR3_INV4_SMB4_S1 | Chittapur_ICR3_INV4_SMB4 | Chittapur_ICR3_INV4_SMB4
Chittapur_ICR3_INV4_SMB4_S2 | Chittapur_ICR3_INV4_SMB4 | Chittapur_ICR3_INV4_SMB4
Chittapur_ICR3_INV4_SMB4_S3 | Chittapur_ICR3_INV4_SMB4 | Chittapur_ICR3_INV4_SMB4
Chittapur_ICR3_INV4_SMB4_S4 | Chittapur_ICR3_INV4_SMB4 | Chittapur_ICR3_INV4_SMB4
Chittapur_ICR3_INV4_SMB4_S5 | Chittapur_ICR3_INV4_SMB4 | Chittapur_ICR3_INV4_SMB4
Chittapur_ICR3_INV4_SMB4_S6 | Chittapur_ICR3_INV4_SMB4 | Chittapur_ICR3_INV4_SMB4
Chittapur_ICR3_INV4_SMB4_S7 | Chittapur_ICR3_INV4_SMB4 | Chittapur_ICR3_INV4_SMB4
Chittapur_ICR3_INV4_SMB4_S8 | Chittapur_ICR3_INV4_SMB4 | Chittapur_ICR3_INV4_SMB4
Chittapur_ICR3_INV4_SMB4_S9 | Chittapur_ICR3_INV4_SMB4 | Chittapur_ICR3_INV4_SMB4
Chittapur_ICR3_INV4_SMB4_S10 | Chittapur_ICR3_INV4_SMB4 | Chittapur_ICR3_INV4_SMB4
Chittapur_ICR3_INV4_SMB4_S11 | Chittapur_ICR3_INV4_SMB4 | Chittapur_ICR3_INV4_SMB4
Chittapur_ICR3_INV4_SMB4_S12 | Chittapur_ICR3_INV4_SMB4 | Chittapur_ICR3_INV4_SMB4
Chittapur_ICR3_INV4_SMB5_S1 | Chittapur_ICR3_INV4_SMB5 | Chittapur_ICR3_INV4_SMB5
Chittapur_ICR3_INV4_SMB5_S2 | Chittapur_ICR3_INV4_SMB5 | Chittapur_ICR3_INV4_SMB5
Chittapur_ICR3_INV4_SMB5_S3 | Chittapur_ICR3_INV4_SMB5 | Chittapur_ICR3_INV4_SMB5
Chittapur_ICR3_INV4_SMB5_S4 | Chittapur_ICR3_INV4_SMB5 | Chittapur_ICR3_INV4_SMB5
Chittapur_ICR3_INV4_SMB5_S5 | Chittapur_ICR3_INV4_SMB5 | Chittapur_ICR3_INV4_SMB5
Chittapur_ICR3_INV4_SMB5_S6 | Chittapur_ICR3_INV4_SMB5 | Chittapur_ICR3_INV4_SMB5
Chittapur_ICR3_INV4_SMB5_S7 | Chittapur_ICR3_INV4_SMB5 | Chittapur_ICR3_INV4_SMB5
Chittapur_ICR3_INV4_SMB5_S8 | Chittapur_ICR3_INV4_SMB5 | Chittapur_ICR3_INV4_SMB5
Chittapur_ICR3_INV4_SMB5_S9 | Chittapur_ICR3_INV4_SMB5 | Chittapur_ICR3_INV4_SMB5
Chittapur_ICR3_INV4_SMB5_S10 | Chittapur_ICR3_INV4_SMB5 | Chittapur_ICR3_INV4_SMB5
Chittapur_ICR3_INV4_SMB5_S11 | Chittapur_ICR3_INV4_SMB5 | Chittapur_ICR3_INV4_SMB5
Chittapur_ICR3_INV4_SMB5_S12 | Chittapur_ICR3_INV4_SMB5 | Chittapur_ICR3_INV4_SMB5
Chittapur_ICR3_INV4_SMB6_S1 | Chittapur_ICR3_INV4_SMB6 | Chittapur_ICR3_INV4_SMB6
Chittapur_ICR3_INV4_SMB6_S2 | Chittapur_ICR3_INV4_SMB6 | Chittapur_ICR3_INV4_SMB6
Chittapur_ICR3_INV4_SMB6_S3 | Chittapur_ICR3_INV4_SMB6 | Chittapur_ICR3_INV4_SMB6
Chittapur_ICR3_INV4_SMB6_S4 | Chittapur_ICR3_INV4_SMB6 | Chittapur_ICR3_INV4_SMB6
Chittapur_ICR3_INV4_SMB6_S5 | Chittapur_ICR3_INV4_SMB6 | Chittapur_ICR3_INV4_SMB6
Chittapur_ICR3_INV4_SMB6_S6 | Chittapur_ICR3_INV4_SMB6 | Chittapur_ICR3_INV4_SMB6
Chittapur_ICR3_INV4_SMB6_S7 | Chittapur_ICR3_INV4_SMB6 | Chittapur_ICR3_INV4_SMB6
Chittapur_ICR3_INV4_SMB6_S8 | Chittapur_ICR3_INV4_SMB6 | Chittapur_ICR3_INV4_SMB6
Chittapur_ICR3_INV4_SMB6_S9 | Chittapur_ICR3_INV4_SMB6 | Chittapur_ICR3_INV4_SMB6
Chittapur_ICR3_INV4_SMB6_S10 | Chittapur_ICR3_INV4_SMB6 | Chittapur_ICR3_INV4_SMB6
Chittapur_ICR3_INV4_SMB6_S11 | Chittapur_ICR3_INV4_SMB6 | Chittapur_ICR3_INV4_SMB6
Chittapur_ICR3_INV4_SMB6_S12 | Chittapur_ICR3_INV4_SMB6 | Chittapur_ICR3_INV4_SMB6
Chittapur_ICR3_INV4_SMB6_S13 | Chittapur_ICR3_INV4_SMB6 | Chittapur_ICR3_INV4_SMB6
Chittapur_ICR3_INV4_SMB7_S1 | Chittapur_ICR3_INV4_SMB7 | Chittapur_ICR3_INV4_SMB7
Chittapur_ICR3_INV4_SMB7_S2 | Chittapur_ICR3_INV4_SMB7 | Chittapur_ICR3_INV4_SMB7
Chittapur_ICR3_INV4_SMB7_S3 | Chittapur_ICR3_INV4_SMB7 | Chittapur_ICR3_INV4_SMB7
Chittapur_ICR3_INV4_SMB7_S4 | Chittapur_ICR3_INV4_SMB7 | Chittapur_ICR3_INV4_SMB7
Chittapur_ICR3_INV4_SMB7_S5 | Chittapur_ICR3_INV4_SMB7 | Chittapur_ICR3_INV4_SMB7
Chittapur_ICR3_INV4_SMB7_S6 | Chittapur_ICR3_INV4_SMB7 | Chittapur_ICR3_INV4_SMB7
Chittapur_ICR3_INV4_SMB7_S7 | Chittapur_ICR3_INV4_SMB7 | Chittapur_ICR3_INV4_SMB7
Chittapur_ICR3_INV4_SMB7_S8 | Chittapur_ICR3_INV4_SMB7 | Chittapur_ICR3_INV4_SMB7
Chittapur_ICR3_INV4_SMB7_S9 | Chittapur_ICR3_INV4_SMB7 | Chittapur_ICR3_INV4_SMB7
Chittapur_ICR3_INV4_SMB7_S10 | Chittapur_ICR3_INV4_SMB7 | Chittapur_ICR3_INV4_SMB7
Chittapur_ICR3_INV4_SMB7_S11 | Chittapur_ICR3_INV4_SMB7 | Chittapur_ICR3_INV4_SMB7
Chittapur_ICR3_INV4_SMB7_S12 | Chittapur_ICR3_INV4_SMB7 | Chittapur_ICR3_INV4_SMB7
Chittapur_ICR4_INV1_SMB1_S1 | Chittapur_ICR4_INV1_SMB1 | Chittapur_ICR4_INV1_SMB1
Chittapur_ICR4_INV1_SMB1_S2 | Chittapur_ICR4_INV1_SMB1 | Chittapur_ICR4_INV1_SMB1
Chittapur_ICR4_INV1_SMB1_S3 | Chittapur_ICR4_INV1_SMB1 | Chittapur_ICR4_INV1_SMB1
Chittapur_ICR4_INV1_SMB1_S4 | Chittapur_ICR4_INV1_SMB1 | Chittapur_ICR4_INV1_SMB1
Chittapur_ICR4_INV1_SMB1_S5 | Chittapur_ICR4_INV1_SMB1 | Chittapur_ICR4_INV1_SMB1
Chittapur_ICR4_INV1_SMB1_S6 | Chittapur_ICR4_INV1_SMB1 | Chittapur_ICR4_INV1_SMB1
Chittapur_ICR4_INV1_SMB1_S7 | Chittapur_ICR4_INV1_SMB1 | Chittapur_ICR4_INV1_SMB1
Chittapur_ICR4_INV1_SMB1_S8 | Chittapur_ICR4_INV1_SMB1 | Chittapur_ICR4_INV1_SMB1
Chittapur_ICR4_INV1_SMB1_S9 | Chittapur_ICR4_INV1_SMB1 | Chittapur_ICR4_INV1_SMB1
Chittapur_ICR4_INV1_SMB1_S10 | Chittapur_ICR4_INV1_SMB1 | Chittapur_ICR4_INV1_SMB1
Chittapur_ICR4_INV1_SMB1_S11 | Chittapur_ICR4_INV1_SMB1 | Chittapur_ICR4_INV1_SMB1
Chittapur_ICR4_INV1_SMB1_S12 | Chittapur_ICR4_INV1_SMB1 | Chittapur_ICR4_INV1_SMB1
Chittapur_ICR4_INV1_SMB1_S13 | Chittapur_ICR4_INV1_SMB1 | Chittapur_ICR4_INV1_SMB1
Chittapur_ICR4_INV1_SMB2_S1 | Chittapur_ICR4_INV1_SMB2 | Chittapur_ICR4_INV1_SMB2
Chittapur_ICR4_INV1_SMB2_S2 | Chittapur_ICR4_INV1_SMB2 | Chittapur_ICR4_INV1_SMB2
Chittapur_ICR4_INV1_SMB2_S3 | Chittapur_ICR4_INV1_SMB2 | Chittapur_ICR4_INV1_SMB2
Chittapur_ICR4_INV1_SMB2_S4 | Chittapur_ICR4_INV1_SMB2 | Chittapur_ICR4_INV1_SMB2
Chittapur_ICR4_INV1_SMB2_S5 | Chittapur_ICR4_INV1_SMB2 | Chittapur_ICR4_INV1_SMB2
Chittapur_ICR4_INV1_SMB2_S6 | Chittapur_ICR4_INV1_SMB2 | Chittapur_ICR4_INV1_SMB2
Chittapur_ICR4_INV1_SMB2_S7 | Chittapur_ICR4_INV1_SMB2 | Chittapur_ICR4_INV1_SMB2
Chittapur_ICR4_INV1_SMB2_S8 | Chittapur_ICR4_INV1_SMB2 | Chittapur_ICR4_INV1_SMB2
Chittapur_ICR4_INV1_SMB2_S9 | Chittapur_ICR4_INV1_SMB2 | Chittapur_ICR4_INV1_SMB2
Chittapur_ICR4_INV1_SMB2_S10 | Chittapur_ICR4_INV1_SMB2 | Chittapur_ICR4_INV1_SMB2
Chittapur_ICR4_INV1_SMB2_S11 | Chittapur_ICR4_INV1_SMB2 | Chittapur_ICR4_INV1_SMB2
Chittapur_ICR4_INV1_SMB2_S12 | Chittapur_ICR4_INV1_SMB2 | Chittapur_ICR4_INV1_SMB2
Chittapur_ICR4_INV1_SMB3_S1 | Chittapur_ICR4_INV1_SMB3 | Chittapur_ICR4_INV1_SMB3
Chittapur_ICR4_INV1_SMB3_S2 | Chittapur_ICR4_INV1_SMB3 | Chittapur_ICR4_INV1_SMB3
Chittapur_ICR4_INV1_SMB3_S3 | Chittapur_ICR4_INV1_SMB3 | Chittapur_ICR4_INV1_SMB3
Chittapur_ICR4_INV1_SMB3_S4 | Chittapur_ICR4_INV1_SMB3 | Chittapur_ICR4_INV1_SMB3
Chittapur_ICR4_INV1_SMB3_S5 | Chittapur_ICR4_INV1_SMB3 | Chittapur_ICR4_INV1_SMB3
Chittapur_ICR4_INV1_SMB3_S6 | Chittapur_ICR4_INV1_SMB3 | Chittapur_ICR4_INV1_SMB3
Chittapur_ICR4_INV1_SMB3_S7 | Chittapur_ICR4_INV1_SMB3 | Chittapur_ICR4_INV1_SMB3
Chittapur_ICR4_INV1_SMB3_S8 | Chittapur_ICR4_INV1_SMB3 | Chittapur_ICR4_INV1_SMB3
Chittapur_ICR4_INV1_SMB3_S9 | Chittapur_ICR4_INV1_SMB3 | Chittapur_ICR4_INV1_SMB3
Chittapur_ICR4_INV1_SMB3_S10 | Chittapur_ICR4_INV1_SMB3 | Chittapur_ICR4_INV1_SMB3
Chittapur_ICR4_INV1_SMB3_S11 | Chittapur_ICR4_INV1_SMB3 | Chittapur_ICR4_INV1_SMB3
Chittapur_ICR4_INV1_SMB3_S12 | Chittapur_ICR4_INV1_SMB3 | Chittapur_ICR4_INV1_SMB3
Chittapur_ICR4_INV1_SMB4_S1 | Chittapur_ICR4_INV1_SMB4 | Chittapur_ICR4_INV1_SMB4
Chittapur_ICR4_INV1_SMB4_S2 | Chittapur_ICR4_INV1_SMB4 | Chittapur_ICR4_INV1_SMB4
Chittapur_ICR4_INV1_SMB4_S3 | Chittapur_ICR4_INV1_SMB4 | Chittapur_ICR4_INV1_SMB4
Chittapur_ICR4_INV1_SMB4_S4 | Chittapur_ICR4_INV1_SMB4 | Chittapur_ICR4_INV1_SMB4
Chittapur_ICR4_INV1_SMB4_S5 | Chittapur_ICR4_INV1_SMB4 | Chittapur_ICR4_INV1_SMB4
Chittapur_ICR4_INV1_SMB4_S6 | Chittapur_ICR4_INV1_SMB4 | Chittapur_ICR4_INV1_SMB4
Chittapur_ICR4_INV1_SMB4_S7 | Chittapur_ICR4_INV1_SMB4 | Chittapur_ICR4_INV1_SMB4
Chittapur_ICR4_INV1_SMB4_S8 | Chittapur_ICR4_INV1_SMB4 | Chittapur_ICR4_INV1_SMB4
Chittapur_ICR4_INV1_SMB5_S1 | Chittapur_ICR4_INV1_SMB5 | Chittapur_ICR4_INV1_SMB5
Chittapur_ICR4_INV1_SMB5_S2 | Chittapur_ICR4_INV1_SMB5 | Chittapur_ICR4_INV1_SMB5
Chittapur_ICR4_INV1_SMB5_S3 | Chittapur_ICR4_INV1_SMB5 | Chittapur_ICR4_INV1_SMB5
Chittapur_ICR4_INV1_SMB5_S4 | Chittapur_ICR4_INV1_SMB5 | Chittapur_ICR4_INV1_SMB5
Chittapur_ICR4_INV1_SMB5_S5 | Chittapur_ICR4_INV1_SMB5 | Chittapur_ICR4_INV1_SMB5
Chittapur_ICR4_INV1_SMB5_S6 | Chittapur_ICR4_INV1_SMB5 | Chittapur_ICR4_INV1_SMB5
Chittapur_ICR4_INV1_SMB5_S7 | Chittapur_ICR4_INV1_SMB5 | Chittapur_ICR4_INV1_SMB5
Chittapur_ICR4_INV1_SMB5_S8 | Chittapur_ICR4_INV1_SMB5 | Chittapur_ICR4_INV1_SMB5
Chittapur_ICR4_INV1_SMB5_S9 | Chittapur_ICR4_INV1_SMB5 | Chittapur_ICR4_INV1_SMB5
Chittapur_ICR4_INV1_SMB5_S10 | Chittapur_ICR4_INV1_SMB5 | Chittapur_ICR4_INV1_SMB5
Chittapur_ICR4_INV1_SMB5_S11 | Chittapur_ICR4_INV1_SMB5 | Chittapur_ICR4_INV1_SMB5
Chittapur_ICR4_INV1_SMB5_S12 | Chittapur_ICR4_INV1_SMB5 | Chittapur_ICR4_INV1_SMB5
Chittapur_ICR4_INV1_SMB6_S1 | Chittapur_ICR4_INV1_SMB6 | Chittapur_ICR4_INV1_SMB6
Chittapur_ICR4_INV1_SMB6_S2 | Chittapur_ICR4_INV1_SMB6 | Chittapur_ICR4_INV1_SMB6
Chittapur_ICR4_INV1_SMB6_S3 | Chittapur_ICR4_INV1_SMB6 | Chittapur_ICR4_INV1_SMB6
Chittapur_ICR4_INV1_SMB6_S4 | Chittapur_ICR4_INV1_SMB6 | Chittapur_ICR4_INV1_SMB6
Chittapur_ICR4_INV1_SMB6_S5 | Chittapur_ICR4_INV1_SMB6 | Chittapur_ICR4_INV1_SMB6
Chittapur_ICR4_INV1_SMB6_S6 | Chittapur_ICR4_INV1_SMB6 | Chittapur_ICR4_INV1_SMB6
Chittapur_ICR4_INV1_SMB6_S7 | Chittapur_ICR4_INV1_SMB6 | Chittapur_ICR4_INV1_SMB6
Chittapur_ICR4_INV1_SMB6_S8 | Chittapur_ICR4_INV1_SMB6 | Chittapur_ICR4_INV1_SMB6
Chittapur_ICR4_INV1_SMB6_S9 | Chittapur_ICR4_INV1_SMB6 | Chittapur_ICR4_INV1_SMB6
Chittapur_ICR4_INV1_SMB6_S10 | Chittapur_ICR4_INV1_SMB6 | Chittapur_ICR4_INV1_SMB6
Chittapur_ICR4_INV1_SMB6_S11 | Chittapur_ICR4_INV1_SMB6 | Chittapur_ICR4_INV1_SMB6
Chittapur_ICR4_INV1_SMB6_S12 | Chittapur_ICR4_INV1_SMB6 | Chittapur_ICR4_INV1_SMB6
Chittapur_ICR4_INV1_SMB7_S1 | Chittapur_ICR4_INV1_SMB7 | Chittapur_ICR4_INV1_SMB7
Chittapur_ICR4_INV1_SMB7_S2 | Chittapur_ICR4_INV1_SMB7 | Chittapur_ICR4_INV1_SMB7
Chittapur_ICR4_INV1_SMB7_S3 | Chittapur_ICR4_INV1_SMB7 | Chittapur_ICR4_INV1_SMB7
Chittapur_ICR4_INV1_SMB7_S4 | Chittapur_ICR4_INV1_SMB7 | Chittapur_ICR4_INV1_SMB7
Chittapur_ICR4_INV1_SMB7_S5 | Chittapur_ICR4_INV1_SMB7 | Chittapur_ICR4_INV1_SMB7
Chittapur_ICR4_INV1_SMB7_S6 | Chittapur_ICR4_INV1_SMB7 | Chittapur_ICR4_INV1_SMB7
Chittapur_ICR4_INV1_SMB7_S7 | Chittapur_ICR4_INV1_SMB7 | Chittapur_ICR4_INV1_SMB7
Chittapur_ICR4_INV1_SMB7_S8 | Chittapur_ICR4_INV1_SMB7 | Chittapur_ICR4_INV1_SMB7
Chittapur_ICR4_INV1_SMB7_S9 | Chittapur_ICR4_INV1_SMB7 | Chittapur_ICR4_INV1_SMB7
Chittapur_ICR4_INV1_SMB7_S10 | Chittapur_ICR4_INV1_SMB7 | Chittapur_ICR4_INV1_SMB7
Chittapur_ICR4_INV1_SMB7_S11 | Chittapur_ICR4_INV1_SMB7 | Chittapur_ICR4_INV1_SMB7
Chittapur_ICR4_INV1_SMB7_S12 | Chittapur_ICR4_INV1_SMB7 | Chittapur_ICR4_INV1_SMB7
Chittapur_ICR4_INV2_SMB1_S1 | Chittapur_ICR4_INV2_SMB1 | Chittapur_ICR4_INV2_SMB1
Chittapur_ICR4_INV2_SMB1_S2 | Chittapur_ICR4_INV2_SMB1 | Chittapur_ICR4_INV2_SMB1
Chittapur_ICR4_INV2_SMB1_S3 | Chittapur_ICR4_INV2_SMB1 | Chittapur_ICR4_INV2_SMB1
Chittapur_ICR4_INV2_SMB1_S4 | Chittapur_ICR4_INV2_SMB1 | Chittapur_ICR4_INV2_SMB1
Chittapur_ICR4_INV2_SMB1_S5 | Chittapur_ICR4_INV2_SMB1 | Chittapur_ICR4_INV2_SMB1
Chittapur_ICR4_INV2_SMB1_S6 | Chittapur_ICR4_INV2_SMB1 | Chittapur_ICR4_INV2_SMB1
Chittapur_ICR4_INV2_SMB1_S7 | Chittapur_ICR4_INV2_SMB1 | Chittapur_ICR4_INV2_SMB1
Chittapur_ICR4_INV2_SMB2_S1 | Chittapur_ICR4_INV2_SMB2 | Chittapur_ICR4_INV2_SMB2
Chittapur_ICR4_INV2_SMB2_S2 | Chittapur_ICR4_INV2_SMB2 | Chittapur_ICR4_INV2_SMB2
Chittapur_ICR4_INV2_SMB2_S3 | Chittapur_ICR4_INV2_SMB2 | Chittapur_ICR4_INV2_SMB2
Chittapur_ICR4_INV2_SMB2_S4 | Chittapur_ICR4_INV2_SMB2 | Chittapur_ICR4_INV2_SMB2
Chittapur_ICR4_INV2_SMB2_S5 | Chittapur_ICR4_INV2_SMB2 | Chittapur_ICR4_INV2_SMB2
Chittapur_ICR4_INV2_SMB2_S6 | Chittapur_ICR4_INV2_SMB2 | Chittapur_ICR4_INV2_SMB2
Chittapur_ICR4_INV2_SMB2_S7 | Chittapur_ICR4_INV2_SMB2 | Chittapur_ICR4_INV2_SMB2
Chittapur_ICR4_INV2_SMB2_S8 | Chittapur_ICR4_INV2_SMB2 | Chittapur_ICR4_INV2_SMB2
Chittapur_ICR4_INV2_SMB2_S9 | Chittapur_ICR4_INV2_SMB2 | Chittapur_ICR4_INV2_SMB2
Chittapur_ICR4_INV2_SMB2_S10 | Chittapur_ICR4_INV2_SMB2 | Chittapur_ICR4_INV2_SMB2
Chittapur_ICR4_INV2_SMB2_S11 | Chittapur_ICR4_INV2_SMB2 | Chittapur_ICR4_INV2_SMB2
Chittapur_ICR4_INV2_SMB2_S12 | Chittapur_ICR4_INV2_SMB2 | Chittapur_ICR4_INV2_SMB2
Chittapur_ICR4_INV2_SMB2_S13 | Chittapur_ICR4_INV2_SMB2 | Chittapur_ICR4_INV2_SMB2
Chittapur_ICR4_INV2_SMB3_S1 | Chittapur_ICR4_INV2_SMB3 | Chittapur_ICR4_INV2_SMB3
Chittapur_ICR4_INV2_SMB3_S2 | Chittapur_ICR4_INV2_SMB3 | Chittapur_ICR4_INV2_SMB3
Chittapur_ICR4_INV2_SMB3_S3 | Chittapur_ICR4_INV2_SMB3 | Chittapur_ICR4_INV2_SMB3
Chittapur_ICR4_INV2_SMB3_S4 | Chittapur_ICR4_INV2_SMB3 | Chittapur_ICR4_INV2_SMB3
Chittapur_ICR4_INV2_SMB3_S5 | Chittapur_ICR4_INV2_SMB3 | Chittapur_ICR4_INV2_SMB3
Chittapur_ICR4_INV2_SMB3_S6 | Chittapur_ICR4_INV2_SMB3 | Chittapur_ICR4_INV2_SMB3
Chittapur_ICR4_INV2_SMB3_S7 | Chittapur_ICR4_INV2_SMB3 | Chittapur_ICR4_INV2_SMB3
Chittapur_ICR4_INV2_SMB3_S8 | Chittapur_ICR4_INV2_SMB3 | Chittapur_ICR4_INV2_SMB3
Chittapur_ICR4_INV2_SMB3_S9 | Chittapur_ICR4_INV2_SMB3 | Chittapur_ICR4_INV2_SMB3
Chittapur_ICR4_INV2_SMB3_S10 | Chittapur_ICR4_INV2_SMB3 | Chittapur_ICR4_INV2_SMB3
Chittapur_ICR4_INV2_SMB3_S11 | Chittapur_ICR4_INV2_SMB3 | Chittapur_ICR4_INV2_SMB3
Chittapur_ICR4_INV2_SMB3_S12 | Chittapur_ICR4_INV2_SMB3 | Chittapur_ICR4_INV2_SMB3
Chittapur_ICR4_INV2_SMB4_S1 | Chittapur_ICR4_INV2_SMB4 | Chittapur_ICR4_INV2_SMB4
Chittapur_ICR4_INV2_SMB4_S2 | Chittapur_ICR4_INV2_SMB4 | Chittapur_ICR4_INV2_SMB4
Chittapur_ICR4_INV2_SMB4_S3 | Chittapur_ICR4_INV2_SMB4 | Chittapur_ICR4_INV2_SMB4
Chittapur_ICR4_INV2_SMB4_S4 | Chittapur_ICR4_INV2_SMB4 | Chittapur_ICR4_INV2_SMB4
Chittapur_ICR4_INV2_SMB4_S5 | Chittapur_ICR4_INV2_SMB4 | Chittapur_ICR4_INV2_SMB4
Chittapur_ICR4_INV2_SMB4_S6 | Chittapur_ICR4_INV2_SMB4 | Chittapur_ICR4_INV2_SMB4
Chittapur_ICR4_INV2_SMB4_S7 | Chittapur_ICR4_INV2_SMB4 | Chittapur_ICR4_INV2_SMB4
Chittapur_ICR4_INV2_SMB4_S8 | Chittapur_ICR4_INV2_SMB4 | Chittapur_ICR4_INV2_SMB4
Chittapur_ICR4_INV2_SMB4_S9 | Chittapur_ICR4_INV2_SMB4 | Chittapur_ICR4_INV2_SMB4
Chittapur_ICR4_INV2_SMB4_S10 | Chittapur_ICR4_INV2_SMB4 | Chittapur_ICR4_INV2_SMB4
Chittapur_ICR4_INV2_SMB4_S11 | Chittapur_ICR4_INV2_SMB4 | Chittapur_ICR4_INV2_SMB4
Chittapur_ICR4_INV2_SMB4_S12 | Chittapur_ICR4_INV2_SMB4 | Chittapur_ICR4_INV2_SMB4
Chittapur_ICR4_INV2_SMB5_S1 | Chittapur_ICR4_INV2_SMB5 | Chittapur_ICR4_INV2_SMB5
Chittapur_ICR4_INV2_SMB5_S2 | Chittapur_ICR4_INV2_SMB5 | Chittapur_ICR4_INV2_SMB5
Chittapur_ICR4_INV2_SMB5_S3 | Chittapur_ICR4_INV2_SMB5 | Chittapur_ICR4_INV2_SMB5
Chittapur_ICR4_INV2_SMB5_S4 | Chittapur_ICR4_INV2_SMB5 | Chittapur_ICR4_INV2_SMB5
Chittapur_ICR4_INV2_SMB5_S5 | Chittapur_ICR4_INV2_SMB5 | Chittapur_ICR4_INV2_SMB5
Chittapur_ICR4_INV2_SMB5_S6 | Chittapur_ICR4_INV2_SMB5 | Chittapur_ICR4_INV2_SMB5
Chittapur_ICR4_INV2_SMB5_S7 | Chittapur_ICR4_INV2_SMB5 | Chittapur_ICR4_INV2_SMB5
Chittapur_ICR4_INV2_SMB5_S8 | Chittapur_ICR4_INV2_SMB5 | Chittapur_ICR4_INV2_SMB5
Chittapur_ICR4_INV2_SMB5_S9 | Chittapur_ICR4_INV2_SMB5 | Chittapur_ICR4_INV2_SMB5
Chittapur_ICR4_INV2_SMB5_S10 | Chittapur_ICR4_INV2_SMB5 | Chittapur_ICR4_INV2_SMB5
Chittapur_ICR4_INV2_SMB5_S11 | Chittapur_ICR4_INV2_SMB5 | Chittapur_ICR4_INV2_SMB5
Chittapur_ICR4_INV2_SMB5_S12 | Chittapur_ICR4_INV2_SMB5 | Chittapur_ICR4_INV2_SMB5
Chittapur_ICR4_INV2_SMB6_S1 | Chittapur_ICR4_INV2_SMB6 | Chittapur_ICR4_INV2_SMB6
Chittapur_ICR4_INV2_SMB6_S2 | Chittapur_ICR4_INV2_SMB6 | Chittapur_ICR4_INV2_SMB6
Chittapur_ICR4_INV2_SMB6_S3 | Chittapur_ICR4_INV2_SMB6 | Chittapur_ICR4_INV2_SMB6
Chittapur_ICR4_INV2_SMB6_S4 | Chittapur_ICR4_INV2_SMB6 | Chittapur_ICR4_INV2_SMB6
Chittapur_ICR4_INV2_SMB6_S5 | Chittapur_ICR4_INV2_SMB6 | Chittapur_ICR4_INV2_SMB6
Chittapur_ICR4_INV2_SMB6_S6 | Chittapur_ICR4_INV2_SMB6 | Chittapur_ICR4_INV2_SMB6
Chittapur_ICR4_INV2_SMB6_S7 | Chittapur_ICR4_INV2_SMB6 | Chittapur_ICR4_INV2_SMB6
Chittapur_ICR4_INV2_SMB6_S8 | Chittapur_ICR4_INV2_SMB6 | Chittapur_ICR4_INV2_SMB6
Chittapur_ICR4_INV2_SMB6_S9 | Chittapur_ICR4_INV2_SMB6 | Chittapur_ICR4_INV2_SMB6
Chittapur_ICR4_INV2_SMB6_S10 | Chittapur_ICR4_INV2_SMB6 | Chittapur_ICR4_INV2_SMB6
Chittapur_ICR4_INV2_SMB6_S11 | Chittapur_ICR4_INV2_SMB6 | Chittapur_ICR4_INV2_SMB6
Chittapur_ICR4_INV2_SMB6_S12 | Chittapur_ICR4_INV2_SMB6 | Chittapur_ICR4_INV2_SMB6
Chittapur_ICR4_INV2_SMB7_S1 | Chittapur_ICR4_INV2_SMB7 | Chittapur_ICR4_INV2_SMB7
Chittapur_ICR4_INV2_SMB7_S2 | Chittapur_ICR4_INV2_SMB7 | Chittapur_ICR4_INV2_SMB7
Chittapur_ICR4_INV2_SMB7_S3 | Chittapur_ICR4_INV2_SMB7 | Chittapur_ICR4_INV2_SMB7
Chittapur_ICR4_INV2_SMB7_S4 | Chittapur_ICR4_INV2_SMB7 | Chittapur_ICR4_INV2_SMB7
Chittapur_ICR4_INV2_SMB7_S5 | Chittapur_ICR4_INV2_SMB7 | Chittapur_ICR4_INV2_SMB7
Chittapur_ICR4_INV2_SMB7_S6 | Chittapur_ICR4_INV2_SMB7 | Chittapur_ICR4_INV2_SMB7
Chittapur_ICR4_INV2_SMB7_S7 | Chittapur_ICR4_INV2_SMB7 | Chittapur_ICR4_INV2_SMB7
Chittapur_ICR4_INV2_SMB7_S8 | Chittapur_ICR4_INV2_SMB7 | Chittapur_ICR4_INV2_SMB7
Chittapur_ICR4_INV2_SMB7_S9 | Chittapur_ICR4_INV2_SMB7 | Chittapur_ICR4_INV2_SMB7
Chittapur_ICR4_INV2_SMB7_S10 | Chittapur_ICR4_INV2_SMB7 | Chittapur_ICR4_INV2_SMB7
Chittapur_ICR4_INV2_SMB7_S11 | Chittapur_ICR4_INV2_SMB7 | Chittapur_ICR4_INV2_SMB7
Chittapur_ICR4_INV2_SMB7_S12 | Chittapur_ICR4_INV2_SMB7 | Chittapur_ICR4_INV2_SMB7
Chittapur_ICR4_INV2_SMB8_S1 | Chittapur_ICR4_INV2_SMB8 | Chittapur_ICR4_INV2_SMB8
Chittapur_ICR4_INV2_SMB8_S2 | Chittapur_ICR4_INV2_SMB8 | Chittapur_ICR4_INV2_SMB8
Chittapur_ICR4_INV2_SMB8_S3 | Chittapur_ICR4_INV2_SMB8 | Chittapur_ICR4_INV2_SMB8
Chittapur_ICR4_INV2_SMB8_S4 | Chittapur_ICR4_INV2_SMB8 | Chittapur_ICR4_INV2_SMB8
Chittapur_ICR4_INV2_SMB8_S5 | Chittapur_ICR4_INV2_SMB8 | Chittapur_ICR4_INV2_SMB8
Chittapur_ICR4_INV2_SMB8_S6 | Chittapur_ICR4_INV2_SMB8 | Chittapur_ICR4_INV2_SMB8
Chittapur_ICR4_INV2_SMB8_S7 | Chittapur_ICR4_INV2_SMB8 | Chittapur_ICR4_INV2_SMB8
Chittapur_ICR4_INV2_SMB8_S8 | Chittapur_ICR4_INV2_SMB8 | Chittapur_ICR4_INV2_SMB8
Chittapur_ICR4_INV2_SMB8_S9 | Chittapur_ICR4_INV2_SMB8 | Chittapur_ICR4_INV2_SMB8
Chittapur_ICR4_INV2_SMB8_S10 | Chittapur_ICR4_INV2_SMB8 | Chittapur_ICR4_INV2_SMB8
Chittapur_ICR4_INV2_SMB8_S11 | Chittapur_ICR4_INV2_SMB8 | Chittapur_ICR4_INV2_SMB8
Chittapur_ICR4_INV2_SMB8_S12 | Chittapur_ICR4_INV2_SMB8 | Chittapur_ICR4_INV2_SMB8
Chittapur_ICR4_INV3_SMB1_S1 | Chittapur_ICR4_INV3_SMB1 | Chittapur_ICR4_INV3_SMB1
Chittapur_ICR4_INV3_SMB1_S2 | Chittapur_ICR4_INV3_SMB1 | Chittapur_ICR4_INV3_SMB1
Chittapur_ICR4_INV3_SMB1_S3 | Chittapur_ICR4_INV3_SMB1 | Chittapur_ICR4_INV3_SMB1
Chittapur_ICR4_INV3_SMB1_S4 | Chittapur_ICR4_INV3_SMB1 | Chittapur_ICR4_INV3_SMB1
Chittapur_ICR4_INV3_SMB1_S5 | Chittapur_ICR4_INV3_SMB1 | Chittapur_ICR4_INV3_SMB1
Chittapur_ICR4_INV3_SMB1_S6 | Chittapur_ICR4_INV3_SMB1 | Chittapur_ICR4_INV3_SMB1
Chittapur_ICR4_INV3_SMB1_S7 | Chittapur_ICR4_INV3_SMB1 | Chittapur_ICR4_INV3_SMB1
Chittapur_ICR4_INV3_SMB1_S8 | Chittapur_ICR4_INV3_SMB1 | Chittapur_ICR4_INV3_SMB1
Chittapur_ICR4_INV3_SMB1_S9 | Chittapur_ICR4_INV3_SMB1 | Chittapur_ICR4_INV3_SMB1
Chittapur_ICR4_INV3_SMB1_S10 | Chittapur_ICR4_INV3_SMB1 | Chittapur_ICR4_INV3_SMB1
Chittapur_ICR4_INV3_SMB1_S11 | Chittapur_ICR4_INV3_SMB1 | Chittapur_ICR4_INV3_SMB1
Chittapur_ICR4_INV3_SMB1_S12 | Chittapur_ICR4_INV3_SMB1 | Chittapur_ICR4_INV3_SMB1
Chittapur_ICR4_INV3_SMB2_S1 | Chittapur_ICR4_INV3_SMB2 | Chittapur_ICR4_INV3_SMB2
Chittapur_ICR4_INV3_SMB2_S2 | Chittapur_ICR4_INV3_SMB2 | Chittapur_ICR4_INV3_SMB2
Chittapur_ICR4_INV3_SMB2_S3 | Chittapur_ICR4_INV3_SMB2 | Chittapur_ICR4_INV3_SMB2
Chittapur_ICR4_INV3_SMB2_S4 | Chittapur_ICR4_INV3_SMB2 | Chittapur_ICR4_INV3_SMB2
Chittapur_ICR4_INV3_SMB2_S5 | Chittapur_ICR4_INV3_SMB2 | Chittapur_ICR4_INV3_SMB2
Chittapur_ICR4_INV3_SMB2_S6 | Chittapur_ICR4_INV3_SMB2 | Chittapur_ICR4_INV3_SMB2
Chittapur_ICR4_INV3_SMB2_S7 | Chittapur_ICR4_INV3_SMB2 | Chittapur_ICR4_INV3_SMB2
Chittapur_ICR4_INV3_SMB2_S8 | Chittapur_ICR4_INV3_SMB2 | Chittapur_ICR4_INV3_SMB2
Chittapur_ICR4_INV3_SMB2_S9 | Chittapur_ICR4_INV3_SMB2 | Chittapur_ICR4_INV3_SMB2
Chittapur_ICR4_INV3_SMB2_S10 | Chittapur_ICR4_INV3_SMB2 | Chittapur_ICR4_INV3_SMB2
Chittapur_ICR4_INV3_SMB2_S11 | Chittapur_ICR4_INV3_SMB2 | Chittapur_ICR4_INV3_SMB2
Chittapur_ICR4_INV3_SMB2_S12 | Chittapur_ICR4_INV3_SMB2 | Chittapur_ICR4_INV3_SMB2
Chittapur_ICR4_INV3_SMB3_S1 | Chittapur_ICR4_INV3_SMB3 | Chittapur_ICR4_INV3_SMB3
Chittapur_ICR4_INV3_SMB3_S2 | Chittapur_ICR4_INV3_SMB3 | Chittapur_ICR4_INV3_SMB3
Chittapur_ICR4_INV3_SMB3_S3 | Chittapur_ICR4_INV3_SMB3 | Chittapur_ICR4_INV3_SMB3
Chittapur_ICR4_INV3_SMB3_S4 | Chittapur_ICR4_INV3_SMB3 | Chittapur_ICR4_INV3_SMB3
Chittapur_ICR4_INV3_SMB3_S5 | Chittapur_ICR4_INV3_SMB3 | Chittapur_ICR4_INV3_SMB3
Chittapur_ICR4_INV3_SMB3_S6 | Chittapur_ICR4_INV3_SMB3 | Chittapur_ICR4_INV3_SMB3
Chittapur_ICR4_INV3_SMB3_S7 | Chittapur_ICR4_INV3_SMB3 | Chittapur_ICR4_INV3_SMB3
Chittapur_ICR4_INV3_SMB3_S8 | Chittapur_ICR4_INV3_SMB3 | Chittapur_ICR4_INV3_SMB3
Chittapur_ICR4_INV3_SMB3_S9 | Chittapur_ICR4_INV3_SMB3 | Chittapur_ICR4_INV3_SMB3
Chittapur_ICR4_INV3_SMB3_S10 | Chittapur_ICR4_INV3_SMB3 | Chittapur_ICR4_INV3_SMB3
Chittapur_ICR4_INV3_SMB3_S11 | Chittapur_ICR4_INV3_SMB3 | Chittapur_ICR4_INV3_SMB3
Chittapur_ICR4_INV3_SMB3_S12 | Chittapur_ICR4_INV3_SMB3 | Chittapur_ICR4_INV3_SMB3
Chittapur_ICR4_INV3_SMB4_S1 | Chittapur_ICR4_INV3_SMB4 | Chittapur_ICR4_INV3_SMB4
Chittapur_ICR4_INV3_SMB4_S2 | Chittapur_ICR4_INV3_SMB4 | Chittapur_ICR4_INV3_SMB4
Chittapur_ICR4_INV3_SMB4_S3 | Chittapur_ICR4_INV3_SMB4 | Chittapur_ICR4_INV3_SMB4
Chittapur_ICR4_INV3_SMB4_S4 | Chittapur_ICR4_INV3_SMB4 | Chittapur_ICR4_INV3_SMB4
Chittapur_ICR4_INV3_SMB4_S5 | Chittapur_ICR4_INV3_SMB4 | Chittapur_ICR4_INV3_SMB4
Chittapur_ICR4_INV3_SMB4_S6 | Chittapur_ICR4_INV3_SMB4 | Chittapur_ICR4_INV3_SMB4
Chittapur_ICR4_INV3_SMB4_S7 | Chittapur_ICR4_INV3_SMB4 | Chittapur_ICR4_INV3_SMB4
Chittapur_ICR4_INV3_SMB4_S8 | Chittapur_ICR4_INV3_SMB4 | Chittapur_ICR4_INV3_SMB4
Chittapur_ICR4_INV3_SMB4_S9 | Chittapur_ICR4_INV3_SMB4 | Chittapur_ICR4_INV3_SMB4
Chittapur_ICR4_INV3_SMB4_S10 | Chittapur_ICR4_INV3_SMB4 | Chittapur_ICR4_INV3_SMB4
Chittapur_ICR4_INV3_SMB4_S11 | Chittapur_ICR4_INV3_SMB4 | Chittapur_ICR4_INV3_SMB4
Chittapur_ICR4_INV3_SMB4_S12 | Chittapur_ICR4_INV3_SMB4 | Chittapur_ICR4_INV3_SMB4
Chittapur_ICR4_INV3_SMB5_S1 | Chittapur_ICR4_INV3_SMB5 | Chittapur_ICR4_INV3_SMB5
Chittapur_ICR4_INV3_SMB5_S2 | Chittapur_ICR4_INV3_SMB5 | Chittapur_ICR4_INV3_SMB5
Chittapur_ICR4_INV3_SMB5_S3 | Chittapur_ICR4_INV3_SMB5 | Chittapur_ICR4_INV3_SMB5
Chittapur_ICR4_INV3_SMB5_S4 | Chittapur_ICR4_INV3_SMB5 | Chittapur_ICR4_INV3_SMB5
Chittapur_ICR4_INV3_SMB5_S5 | Chittapur_ICR4_INV3_SMB5 | Chittapur_ICR4_INV3_SMB5
Chittapur_ICR4_INV3_SMB5_S6 | Chittapur_ICR4_INV3_SMB5 | Chittapur_ICR4_INV3_SMB5
Chittapur_ICR4_INV3_SMB5_S7 | Chittapur_ICR4_INV3_SMB5 | Chittapur_ICR4_INV3_SMB5
Chittapur_ICR4_INV3_SMB5_S8 | Chittapur_ICR4_INV3_SMB5 | Chittapur_ICR4_INV3_SMB5
Chittapur_ICR4_INV3_SMB5_S9 | Chittapur_ICR4_INV3_SMB5 | Chittapur_ICR4_INV3_SMB5
Chittapur_ICR4_INV3_SMB5_S10 | Chittapur_ICR4_INV3_SMB5 | Chittapur_ICR4_INV3_SMB5
Chittapur_ICR4_INV3_SMB5_S11 | Chittapur_ICR4_INV3_SMB5 | Chittapur_ICR4_INV3_SMB5
Chittapur_ICR4_INV3_SMB5_S12 | Chittapur_ICR4_INV3_SMB5 | Chittapur_ICR4_INV3_SMB5
Chittapur_ICR4_INV3_SMB6_S1 | Chittapur_ICR4_INV3_SMB6 | Chittapur_ICR4_INV3_SMB6
Chittapur_ICR4_INV3_SMB6_S2 | Chittapur_ICR4_INV3_SMB6 | Chittapur_ICR4_INV3_SMB6
Chittapur_ICR4_INV3_SMB6_S3 | Chittapur_ICR4_INV3_SMB6 | Chittapur_ICR4_INV3_SMB6
Chittapur_ICR4_INV3_SMB6_S4 | Chittapur_ICR4_INV3_SMB6 | Chittapur_ICR4_INV3_SMB6
Chittapur_ICR4_INV3_SMB6_S5 | Chittapur_ICR4_INV3_SMB6 | Chittapur_ICR4_INV3_SMB6
Chittapur_ICR4_INV3_SMB6_S6 | Chittapur_ICR4_INV3_SMB6 | Chittapur_ICR4_INV3_SMB6
Chittapur_ICR4_INV3_SMB6_S7 | Chittapur_ICR4_INV3_SMB6 | Chittapur_ICR4_INV3_SMB6
Chittapur_ICR4_INV3_SMB6_S8 | Chittapur_ICR4_INV3_SMB6 | Chittapur_ICR4_INV3_SMB6
Chittapur_ICR4_INV3_SMB6_S9 | Chittapur_ICR4_INV3_SMB6 | Chittapur_ICR4_INV3_SMB6
Chittapur_ICR4_INV3_SMB6_S10 | Chittapur_ICR4_INV3_SMB6 | Chittapur_ICR4_INV3_SMB6
Chittapur_ICR4_INV3_SMB6_S11 | Chittapur_ICR4_INV3_SMB6 | Chittapur_ICR4_INV3_SMB6
Chittapur_ICR4_INV3_SMB6_S12 | Chittapur_ICR4_INV3_SMB6 | Chittapur_ICR4_INV3_SMB6
Chittapur_ICR4_INV3_SMB7_S1 | Chittapur_ICR4_INV3_SMB7 | Chittapur_ICR4_INV3_SMB7
Chittapur_ICR4_INV3_SMB7_S2 | Chittapur_ICR4_INV3_SMB7 | Chittapur_ICR4_INV3_SMB7
Chittapur_ICR4_INV3_SMB7_S3 | Chittapur_ICR4_INV3_SMB7 | Chittapur_ICR4_INV3_SMB7
Chittapur_ICR4_INV3_SMB7_S4 | Chittapur_ICR4_INV3_SMB7 | Chittapur_ICR4_INV3_SMB7
Chittapur_ICR4_INV3_SMB7_S5 | Chittapur_ICR4_INV3_SMB7 | Chittapur_ICR4_INV3_SMB7
Chittapur_ICR4_INV3_SMB7_S6 | Chittapur_ICR4_INV3_SMB7 | Chittapur_ICR4_INV3_SMB7
Chittapur_ICR4_INV3_SMB7_S7 | Chittapur_ICR4_INV3_SMB7 | Chittapur_ICR4_INV3_SMB7
Chittapur_ICR4_INV3_SMB7_S8 | Chittapur_ICR4_INV3_SMB7 | Chittapur_ICR4_INV3_SMB7
Chittapur_ICR4_INV3_SMB7_S9 | Chittapur_ICR4_INV3_SMB7 | Chittapur_ICR4_INV3_SMB7
Chittapur_ICR4_INV3_SMB7_S10 | Chittapur_ICR4_INV3_SMB7 | Chittapur_ICR4_INV3_SMB7
Chittapur_ICR4_INV3_SMB7_S11 | Chittapur_ICR4_INV3_SMB7 | Chittapur_ICR4_INV3_SMB7
Chittapur_ICR4_INV4_SMB1_S1 | Chittapur_ICR4_INV4_SMB1 | Chittapur_ICR4_INV4_SMB1
Chittapur_ICR4_INV4_SMB1_S2 | Chittapur_ICR4_INV4_SMB1 | Chittapur_ICR4_INV4_SMB1
Chittapur_ICR4_INV4_SMB1_S3 | Chittapur_ICR4_INV4_SMB1 | Chittapur_ICR4_INV4_SMB1
Chittapur_ICR4_INV4_SMB1_S4 | Chittapur_ICR4_INV4_SMB1 | Chittapur_ICR4_INV4_SMB1
Chittapur_ICR4_INV4_SMB1_S5 | Chittapur_ICR4_INV4_SMB1 | Chittapur_ICR4_INV4_SMB1
Chittapur_ICR4_INV4_SMB1_S6 | Chittapur_ICR4_INV4_SMB1 | Chittapur_ICR4_INV4_SMB1
Chittapur_ICR4_INV4_SMB1_S7 | Chittapur_ICR4_INV4_SMB1 | Chittapur_ICR4_INV4_SMB1
Chittapur_ICR4_INV4_SMB1_S8 | Chittapur_ICR4_INV4_SMB1 | Chittapur_ICR4_INV4_SMB1
Chittapur_ICR4_INV4_SMB1_S9 | Chittapur_ICR4_INV4_SMB1 | Chittapur_ICR4_INV4_SMB1
Chittapur_ICR4_INV4_SMB1_S10 | Chittapur_ICR4_INV4_SMB1 | Chittapur_ICR4_INV4_SMB1
Chittapur_ICR4_INV4_SMB1_S11 | Chittapur_ICR4_INV4_SMB1 | Chittapur_ICR4_INV4_SMB1
Chittapur_ICR4_INV4_SMB1_S12 | Chittapur_ICR4_INV4_SMB1 | Chittapur_ICR4_INV4_SMB1
Chittapur_ICR4_INV4_SMB1_S13 | Chittapur_ICR4_INV4_SMB1 | Chittapur_ICR4_INV4_SMB1
Chittapur_ICR4_INV4_SMB2_S1 | Chittapur_ICR4_INV4_SMB2 | Chittapur_ICR4_INV4_SMB2
Chittapur_ICR4_INV4_SMB2_S2 | Chittapur_ICR4_INV4_SMB2 | Chittapur_ICR4_INV4_SMB2
Chittapur_ICR4_INV4_SMB2_S3 | Chittapur_ICR4_INV4_SMB2 | Chittapur_ICR4_INV4_SMB2
Chittapur_ICR4_INV4_SMB2_S4 | Chittapur_ICR4_INV4_SMB2 | Chittapur_ICR4_INV4_SMB2
Chittapur_ICR4_INV4_SMB2_S5 | Chittapur_ICR4_INV4_SMB2 | Chittapur_ICR4_INV4_SMB2
Chittapur_ICR4_INV4_SMB2_S6 | Chittapur_ICR4_INV4_SMB2 | Chittapur_ICR4_INV4_SMB2
Chittapur_ICR4_INV4_SMB2_S7 | Chittapur_ICR4_INV4_SMB2 | Chittapur_ICR4_INV4_SMB2
Chittapur_ICR4_INV4_SMB2_S8 | Chittapur_ICR4_INV4_SMB2 | Chittapur_ICR4_INV4_SMB2
Chittapur_ICR4_INV4_SMB2_S9 | Chittapur_ICR4_INV4_SMB2 | Chittapur_ICR4_INV4_SMB2
Chittapur_ICR4_INV4_SMB2_S10 | Chittapur_ICR4_INV4_SMB2 | Chittapur_ICR4_INV4_SMB2
Chittapur_ICR4_INV4_SMB3_S1 | Chittapur_ICR4_INV4_SMB3 | Chittapur_ICR4_INV4_SMB3
Chittapur_ICR4_INV4_SMB3_S2 | Chittapur_ICR4_INV4_SMB3 | Chittapur_ICR4_INV4_SMB3
Chittapur_ICR4_INV4_SMB3_S3 | Chittapur_ICR4_INV4_SMB3 | Chittapur_ICR4_INV4_SMB3
Chittapur_ICR4_INV4_SMB3_S4 | Chittapur_ICR4_INV4_SMB3 | Chittapur_ICR4_INV4_SMB3
Chittapur_ICR4_INV4_SMB3_S5 | Chittapur_ICR4_INV4_SMB3 | Chittapur_ICR4_INV4_SMB3
Chittapur_ICR4_INV4_SMB3_S6 | Chittapur_ICR4_INV4_SMB3 | Chittapur_ICR4_INV4_SMB3
Chittapur_ICR4_INV4_SMB3_S7 | Chittapur_ICR4_INV4_SMB3 | Chittapur_ICR4_INV4_SMB3
Chittapur_ICR4_INV4_SMB3_S8 | Chittapur_ICR4_INV4_SMB3 | Chittapur_ICR4_INV4_SMB3
Chittapur_ICR4_INV4_SMB3_S9 | Chittapur_ICR4_INV4_SMB3 | Chittapur_ICR4_INV4_SMB3
Chittapur_ICR4_INV4_SMB3_S10 | Chittapur_ICR4_INV4_SMB3 | Chittapur_ICR4_INV4_SMB3
Chittapur_ICR4_INV4_SMB3_S11 | Chittapur_ICR4_INV4_SMB3 | Chittapur_ICR4_INV4_SMB3
Chittapur_ICR4_INV4_SMB3_S12 | Chittapur_ICR4_INV4_SMB3 | Chittapur_ICR4_INV4_SMB3
Chittapur_ICR4_INV4_SMB4_S1 | Chittapur_ICR4_INV4_SMB4 | Chittapur_ICR4_INV4_SMB4
Chittapur_ICR4_INV4_SMB4_S2 | Chittapur_ICR4_INV4_SMB4 | Chittapur_ICR4_INV4_SMB4
Chittapur_ICR4_INV4_SMB4_S3 | Chittapur_ICR4_INV4_SMB4 | Chittapur_ICR4_INV4_SMB4
Chittapur_ICR4_INV4_SMB4_S4 | Chittapur_ICR4_INV4_SMB4 | Chittapur_ICR4_INV4_SMB4
Chittapur_ICR4_INV4_SMB4_S5 | Chittapur_ICR4_INV4_SMB4 | Chittapur_ICR4_INV4_SMB4
Chittapur_ICR4_INV4_SMB4_S6 | Chittapur_ICR4_INV4_SMB4 | Chittapur_ICR4_INV4_SMB4
Chittapur_ICR4_INV4_SMB4_S7 | Chittapur_ICR4_INV4_SMB4 | Chittapur_ICR4_INV4_SMB4
Chittapur_ICR4_INV4_SMB4_S8 | Chittapur_ICR4_INV4_SMB4 | Chittapur_ICR4_INV4_SMB4
Chittapur_ICR4_INV4_SMB4_S9 | Chittapur_ICR4_INV4_SMB4 | Chittapur_ICR4_INV4_SMB4
Chittapur_ICR4_INV4_SMB4_S10 | Chittapur_ICR4_INV4_SMB4 | Chittapur_ICR4_INV4_SMB4
Chittapur_ICR4_INV4_SMB4_S11 | Chittapur_ICR4_INV4_SMB4 | Chittapur_ICR4_INV4_SMB4
Chittapur_ICR4_INV4_SMB4_S12 | Chittapur_ICR4_INV4_SMB4 | Chittapur_ICR4_INV4_SMB4
Chittapur_ICR4_INV4_SMB5_S1 | Chittapur_ICR4_INV4_SMB5 | Chittapur_ICR4_INV4_SMB5
Chittapur_ICR4_INV4_SMB5_S2 | Chittapur_ICR4_INV4_SMB5 | Chittapur_ICR4_INV4_SMB5
Chittapur_ICR4_INV4_SMB5_S3 | Chittapur_ICR4_INV4_SMB5 | Chittapur_ICR4_INV4_SMB5
Chittapur_ICR4_INV4_SMB5_S4 | Chittapur_ICR4_INV4_SMB5 | Chittapur_ICR4_INV4_SMB5
Chittapur_ICR4_INV4_SMB5_S5 | Chittapur_ICR4_INV4_SMB5 | Chittapur_ICR4_INV4_SMB5
Chittapur_ICR4_INV4_SMB5_S6 | Chittapur_ICR4_INV4_SMB5 | Chittapur_ICR4_INV4_SMB5
Chittapur_ICR4_INV4_SMB5_S7 | Chittapur_ICR4_INV4_SMB5 | Chittapur_ICR4_INV4_SMB5
Chittapur_ICR4_INV4_SMB5_S8 | Chittapur_ICR4_INV4_SMB5 | Chittapur_ICR4_INV4_SMB5
Chittapur_ICR4_INV4_SMB5_S9 | Chittapur_ICR4_INV4_SMB5 | Chittapur_ICR4_INV4_SMB5
Chittapur_ICR4_INV4_SMB5_S10 | Chittapur_ICR4_INV4_SMB5 | Chittapur_ICR4_INV4_SMB5
Chittapur_ICR4_INV4_SMB5_S11 | Chittapur_ICR4_INV4_SMB5 | Chittapur_ICR4_INV4_SMB5
Chittapur_ICR4_INV4_SMB5_S12 | Chittapur_ICR4_INV4_SMB5 | Chittapur_ICR4_INV4_SMB5
Chittapur_ICR4_INV4_SMB6_S1 | Chittapur_ICR4_INV4_SMB6 | Chittapur_ICR4_INV4_SMB6
Chittapur_ICR4_INV4_SMB6_S2 | Chittapur_ICR4_INV4_SMB6 | Chittapur_ICR4_INV4_SMB6
Chittapur_ICR4_INV4_SMB6_S3 | Chittapur_ICR4_INV4_SMB6 | Chittapur_ICR4_INV4_SMB6
Chittapur_ICR4_INV4_SMB6_S4 | Chittapur_ICR4_INV4_SMB6 | Chittapur_ICR4_INV4_SMB6
Chittapur_ICR4_INV4_SMB6_S5 | Chittapur_ICR4_INV4_SMB6 | Chittapur_ICR4_INV4_SMB6
Chittapur_ICR4_INV4_SMB6_S6 | Chittapur_ICR4_INV4_SMB6 | Chittapur_ICR4_INV4_SMB6
Chittapur_ICR4_INV4_SMB6_S7 | Chittapur_ICR4_INV4_SMB6 | Chittapur_ICR4_INV4_SMB6
Chittapur_ICR4_INV4_SMB6_S8 | Chittapur_ICR4_INV4_SMB6 | Chittapur_ICR4_INV4_SMB6
Chittapur_ICR4_INV4_SMB6_S9 | Chittapur_ICR4_INV4_SMB6 | Chittapur_ICR4_INV4_SMB6
Chittapur_ICR4_INV4_SMB6_S10 | Chittapur_ICR4_INV4_SMB6 | Chittapur_ICR4_INV4_SMB6
Chittapur_ICR4_INV4_SMB6_S11 | Chittapur_ICR4_INV4_SMB6 | Chittapur_ICR4_INV4_SMB6
Chittapur_ICR4_INV4_SMB6_S12 | Chittapur_ICR4_INV4_SMB6 | Chittapur_ICR4_INV4_SMB6
Chittapur_ICR4_INV4_SMB6_S13 | Chittapur_ICR4_INV4_SMB6 | Chittapur_ICR4_INV4_SMB6
Chittapur_ICR4_INV4_SMB6_S14 | Chittapur_ICR4_INV4_SMB6 | Chittapur_ICR4_INV4_SMB6
Chittapur_ICR4_INV4_SMB7_S1 | Chittapur_ICR4_INV4_SMB7 | Chittapur_ICR4_INV4_SMB7
Chittapur_ICR4_INV4_SMB7_S2 | Chittapur_ICR4_INV4_SMB7 | Chittapur_ICR4_INV4_SMB7
Chittapur_ICR4_INV4_SMB7_S3 | Chittapur_ICR4_INV4_SMB7 | Chittapur_ICR4_INV4_SMB7
Chittapur_ICR4_INV4_SMB7_S4 | Chittapur_ICR4_INV4_SMB7 | Chittapur_ICR4_INV4_SMB7
Chittapur_ICR4_INV4_SMB7_S5 | Chittapur_ICR4_INV4_SMB7 | Chittapur_ICR4_INV4_SMB7
Chittapur_ICR4_INV4_SMB7_S6 | Chittapur_ICR4_INV4_SMB7 | Chittapur_ICR4_INV4_SMB7
Chittapur_ICR4_INV4_SMB7_S7 | Chittapur_ICR4_INV4_SMB7 | Chittapur_ICR4_INV4_SMB7
Chittapur_ICR4_INV4_SMB7_S8 | Chittapur_ICR4_INV4_SMB7 | Chittapur_ICR4_INV4_SMB7
Chittapur_ICR4_INV4_SMB7_S9 | Chittapur_ICR4_INV4_SMB7 | Chittapur_ICR4_INV4_SMB7
Chittapur_ICR4_INV4_SMB7_S10 | Chittapur_ICR4_INV4_SMB7 | Chittapur_ICR4_INV4_SMB7
Chittapur_ICR4_INV4_SMB7_S11 | Chittapur_ICR4_INV4_SMB7 | Chittapur_ICR4_INV4_SMB7
Chittapur_ICR4_INV4_SMB7_S12 | Chittapur_ICR4_INV4_SMB7 | Chittapur_ICR4_INV4_SMB7
Chittapur_ICR4_INV4_SMB7_S13 | Chittapur_ICR4_INV4_SMB7 | Chittapur_ICR4_INV4_SMB7
Chittapur_ICR4_INV4_SMB7_S14 | Chittapur_ICR4_INV4_SMB7 | Chittapur_ICR4_INV4_SMB7
Chittapur_ICR5_INV1_SMB1_S1 | Chittapur_ICR5_INV1_SMB1 | Chittapur_ICR5_INV1_SMB1
Chittapur_ICR5_INV1_SMB1_S2 | Chittapur_ICR5_INV1_SMB1 | Chittapur_ICR5_INV1_SMB1
Chittapur_ICR5_INV1_SMB1_S3 | Chittapur_ICR5_INV1_SMB1 | Chittapur_ICR5_INV1_SMB1
Chittapur_ICR5_INV1_SMB1_S4 | Chittapur_ICR5_INV1_SMB1 | Chittapur_ICR5_INV1_SMB1
Chittapur_ICR5_INV1_SMB1_S5 | Chittapur_ICR5_INV1_SMB1 | Chittapur_ICR5_INV1_SMB1
Chittapur_ICR5_INV1_SMB1_S6 | Chittapur_ICR5_INV1_SMB1 | Chittapur_ICR5_INV1_SMB1
Chittapur_ICR5_INV1_SMB1_S7 | Chittapur_ICR5_INV1_SMB1 | Chittapur_ICR5_INV1_SMB1
Chittapur_ICR5_INV1_SMB1_S8 | Chittapur_ICR5_INV1_SMB1 | Chittapur_ICR5_INV1_SMB1
Chittapur_ICR5_INV1_SMB1_S9 | Chittapur_ICR5_INV1_SMB1 | Chittapur_ICR5_INV1_SMB1
Chittapur_ICR5_INV1_SMB1_S10 | Chittapur_ICR5_INV1_SMB1 | Chittapur_ICR5_INV1_SMB1
Chittapur_ICR5_INV1_SMB1_S11 | Chittapur_ICR5_INV1_SMB1 | Chittapur_ICR5_INV1_SMB1
Chittapur_ICR5_INV1_SMB1_S12 | Chittapur_ICR5_INV1_SMB1 | Chittapur_ICR5_INV1_SMB1
Chittapur_ICR5_INV1_SMB2_S1 | Chittapur_ICR5_INV1_SMB2 | Chittapur_ICR5_INV1_SMB2
Chittapur_ICR5_INV1_SMB2_S2 | Chittapur_ICR5_INV1_SMB2 | Chittapur_ICR5_INV1_SMB2
Chittapur_ICR5_INV1_SMB2_S3 | Chittapur_ICR5_INV1_SMB2 | Chittapur_ICR5_INV1_SMB2
Chittapur_ICR5_INV1_SMB2_S4 | Chittapur_ICR5_INV1_SMB2 | Chittapur_ICR5_INV1_SMB2
Chittapur_ICR5_INV1_SMB2_S5 | Chittapur_ICR5_INV1_SMB2 | Chittapur_ICR5_INV1_SMB2
Chittapur_ICR5_INV1_SMB2_S6 | Chittapur_ICR5_INV1_SMB2 | Chittapur_ICR5_INV1_SMB2
Chittapur_ICR5_INV1_SMB2_S7 | Chittapur_ICR5_INV1_SMB2 | Chittapur_ICR5_INV1_SMB2
Chittapur_ICR5_INV1_SMB2_S8 | Chittapur_ICR5_INV1_SMB2 | Chittapur_ICR5_INV1_SMB2
Chittapur_ICR5_INV1_SMB2_S9 | Chittapur_ICR5_INV1_SMB2 | Chittapur_ICR5_INV1_SMB2
Chittapur_ICR5_INV1_SMB2_S10 | Chittapur_ICR5_INV1_SMB2 | Chittapur_ICR5_INV1_SMB2
Chittapur_ICR5_INV1_SMB2_S11 | Chittapur_ICR5_INV1_SMB2 | Chittapur_ICR5_INV1_SMB2
Chittapur_ICR5_INV1_SMB2_S12 | Chittapur_ICR5_INV1_SMB2 | Chittapur_ICR5_INV1_SMB2
Chittapur_ICR5_INV1_SMB3_S1 | Chittapur_ICR5_INV1_SMB3 | Chittapur_ICR5_INV1_SMB3
Chittapur_ICR5_INV1_SMB3_S2 | Chittapur_ICR5_INV1_SMB3 | Chittapur_ICR5_INV1_SMB3
Chittapur_ICR5_INV1_SMB3_S3 | Chittapur_ICR5_INV1_SMB3 | Chittapur_ICR5_INV1_SMB3
Chittapur_ICR5_INV1_SMB3_S4 | Chittapur_ICR5_INV1_SMB3 | Chittapur_ICR5_INV1_SMB3
Chittapur_ICR5_INV1_SMB3_S5 | Chittapur_ICR5_INV1_SMB3 | Chittapur_ICR5_INV1_SMB3
Chittapur_ICR5_INV1_SMB3_S6 | Chittapur_ICR5_INV1_SMB3 | Chittapur_ICR5_INV1_SMB3
Chittapur_ICR5_INV1_SMB3_S7 | Chittapur_ICR5_INV1_SMB3 | Chittapur_ICR5_INV1_SMB3
Chittapur_ICR5_INV1_SMB3_S8 | Chittapur_ICR5_INV1_SMB3 | Chittapur_ICR5_INV1_SMB3
Chittapur_ICR5_INV1_SMB3_S9 | Chittapur_ICR5_INV1_SMB3 | Chittapur_ICR5_INV1_SMB3
Chittapur_ICR5_INV1_SMB3_S10 | Chittapur_ICR5_INV1_SMB3 | Chittapur_ICR5_INV1_SMB3
Chittapur_ICR5_INV1_SMB4_S1 | Chittapur_ICR5_INV1_SMB4 | Chittapur_ICR5_INV1_SMB4
Chittapur_ICR5_INV1_SMB4_S2 | Chittapur_ICR5_INV1_SMB4 | Chittapur_ICR5_INV1_SMB4
Chittapur_ICR5_INV1_SMB4_S3 | Chittapur_ICR5_INV1_SMB4 | Chittapur_ICR5_INV1_SMB4
Chittapur_ICR5_INV1_SMB4_S4 | Chittapur_ICR5_INV1_SMB4 | Chittapur_ICR5_INV1_SMB4
Chittapur_ICR5_INV1_SMB4_S5 | Chittapur_ICR5_INV1_SMB4 | Chittapur_ICR5_INV1_SMB4
Chittapur_ICR5_INV1_SMB4_S6 | Chittapur_ICR5_INV1_SMB4 | Chittapur_ICR5_INV1_SMB4
Chittapur_ICR5_INV1_SMB4_S7 | Chittapur_ICR5_INV1_SMB4 | Chittapur_ICR5_INV1_SMB4
Chittapur_ICR5_INV1_SMB4_S8 | Chittapur_ICR5_INV1_SMB4 | Chittapur_ICR5_INV1_SMB4
Chittapur_ICR5_INV1_SMB4_S9 | Chittapur_ICR5_INV1_SMB4 | Chittapur_ICR5_INV1_SMB4
Chittapur_ICR5_INV1_SMB4_S10 | Chittapur_ICR5_INV1_SMB4 | Chittapur_ICR5_INV1_SMB4
Chittapur_ICR5_INV1_SMB4_S11 | Chittapur_ICR5_INV1_SMB4 | Chittapur_ICR5_INV1_SMB4
Chittapur_ICR5_INV1_SMB4_S12 | Chittapur_ICR5_INV1_SMB4 | Chittapur_ICR5_INV1_SMB4
Chittapur_ICR5_INV1_SMB5_S1 | Chittapur_ICR5_INV1_SMB5 | Chittapur_ICR5_INV1_SMB5
Chittapur_ICR5_INV1_SMB5_S2 | Chittapur_ICR5_INV1_SMB5 | Chittapur_ICR5_INV1_SMB5
Chittapur_ICR5_INV1_SMB5_S3 | Chittapur_ICR5_INV1_SMB5 | Chittapur_ICR5_INV1_SMB5
Chittapur_ICR5_INV1_SMB5_S4 | Chittapur_ICR5_INV1_SMB5 | Chittapur_ICR5_INV1_SMB5
Chittapur_ICR5_INV1_SMB5_S5 | Chittapur_ICR5_INV1_SMB5 | Chittapur_ICR5_INV1_SMB5
Chittapur_ICR5_INV1_SMB5_S6 | Chittapur_ICR5_INV1_SMB5 | Chittapur_ICR5_INV1_SMB5
Chittapur_ICR5_INV1_SMB5_S7 | Chittapur_ICR5_INV1_SMB5 | Chittapur_ICR5_INV1_SMB5
Chittapur_ICR5_INV1_SMB5_S8 | Chittapur_ICR5_INV1_SMB5 | Chittapur_ICR5_INV1_SMB5
Chittapur_ICR5_INV1_SMB5_S9 | Chittapur_ICR5_INV1_SMB5 | Chittapur_ICR5_INV1_SMB5
Chittapur_ICR5_INV1_SMB5_S10 | Chittapur_ICR5_INV1_SMB5 | Chittapur_ICR5_INV1_SMB5
Chittapur_ICR5_INV1_SMB5_S11 | Chittapur_ICR5_INV1_SMB5 | Chittapur_ICR5_INV1_SMB5
Chittapur_ICR5_INV1_SMB5_S12 | Chittapur_ICR5_INV1_SMB5 | Chittapur_ICR5_INV1_SMB5
Chittapur_ICR5_INV1_SMB6_S1 | Chittapur_ICR5_INV1_SMB6 | Chittapur_ICR5_INV1_SMB6
Chittapur_ICR5_INV1_SMB6_S2 | Chittapur_ICR5_INV1_SMB6 | Chittapur_ICR5_INV1_SMB6
Chittapur_ICR5_INV1_SMB6_S3 | Chittapur_ICR5_INV1_SMB6 | Chittapur_ICR5_INV1_SMB6
Chittapur_ICR5_INV1_SMB6_S4 | Chittapur_ICR5_INV1_SMB6 | Chittapur_ICR5_INV1_SMB6
Chittapur_ICR5_INV1_SMB6_S5 | Chittapur_ICR5_INV1_SMB6 | Chittapur_ICR5_INV1_SMB6
Chittapur_ICR5_INV1_SMB6_S6 | Chittapur_ICR5_INV1_SMB6 | Chittapur_ICR5_INV1_SMB6
Chittapur_ICR5_INV1_SMB6_S7 | Chittapur_ICR5_INV1_SMB6 | Chittapur_ICR5_INV1_SMB6
Chittapur_ICR5_INV1_SMB6_S8 | Chittapur_ICR5_INV1_SMB6 | Chittapur_ICR5_INV1_SMB6
Chittapur_ICR5_INV1_SMB6_S9 | Chittapur_ICR5_INV1_SMB6 | Chittapur_ICR5_INV1_SMB6
Chittapur_ICR5_INV1_SMB6_S10 | Chittapur_ICR5_INV1_SMB6 | Chittapur_ICR5_INV1_SMB6
Chittapur_ICR5_INV1_SMB6_S11 | Chittapur_ICR5_INV1_SMB6 | Chittapur_ICR5_INV1_SMB6
Chittapur_ICR5_INV1_SMB6_S12 | Chittapur_ICR5_INV1_SMB6 | Chittapur_ICR5_INV1_SMB6
Chittapur_ICR5_INV1_SMB7_S1 | Chittapur_ICR5_INV1_SMB7 | Chittapur_ICR5_INV1_SMB7
Chittapur_ICR5_INV1_SMB7_S2 | Chittapur_ICR5_INV1_SMB7 | Chittapur_ICR5_INV1_SMB7
Chittapur_ICR5_INV1_SMB7_S3 | Chittapur_ICR5_INV1_SMB7 | Chittapur_ICR5_INV1_SMB7
Chittapur_ICR5_INV1_SMB7_S4 | Chittapur_ICR5_INV1_SMB7 | Chittapur_ICR5_INV1_SMB7
Chittapur_ICR5_INV1_SMB7_S5 | Chittapur_ICR5_INV1_SMB7 | Chittapur_ICR5_INV1_SMB7
Chittapur_ICR5_INV1_SMB7_S6 | Chittapur_ICR5_INV1_SMB7 | Chittapur_ICR5_INV1_SMB7
Chittapur_ICR5_INV1_SMB7_S7 | Chittapur_ICR5_INV1_SMB7 | Chittapur_ICR5_INV1_SMB7
Chittapur_ICR5_INV1_SMB7_S8 | Chittapur_ICR5_INV1_SMB7 | Chittapur_ICR5_INV1_SMB7
Chittapur_ICR5_INV1_SMB7_S9 | Chittapur_ICR5_INV1_SMB7 | Chittapur_ICR5_INV1_SMB7
Chittapur_ICR5_INV2_SMB1_S1 | Chittapur_ICR5_INV2_SMB1 | Chittapur_ICR5_INV2_SMB1
Chittapur_ICR5_INV2_SMB1_S2 | Chittapur_ICR5_INV2_SMB1 | Chittapur_ICR5_INV2_SMB1
Chittapur_ICR5_INV2_SMB1_S3 | Chittapur_ICR5_INV2_SMB1 | Chittapur_ICR5_INV2_SMB1
Chittapur_ICR5_INV2_SMB1_S4 | Chittapur_ICR5_INV2_SMB1 | Chittapur_ICR5_INV2_SMB1
Chittapur_ICR5_INV2_SMB1_S5 | Chittapur_ICR5_INV2_SMB1 | Chittapur_ICR5_INV2_SMB1
Chittapur_ICR5_INV2_SMB1_S6 | Chittapur_ICR5_INV2_SMB1 | Chittapur_ICR5_INV2_SMB1
Chittapur_ICR5_INV2_SMB1_S7 | Chittapur_ICR5_INV2_SMB1 | Chittapur_ICR5_INV2_SMB1
Chittapur_ICR5_INV2_SMB1_S8 | Chittapur_ICR5_INV2_SMB1 | Chittapur_ICR5_INV2_SMB1
Chittapur_ICR5_INV2_SMB1_S9 | Chittapur_ICR5_INV2_SMB1 | Chittapur_ICR5_INV2_SMB1
Chittapur_ICR5_INV2_SMB1_S10 | Chittapur_ICR5_INV2_SMB1 | Chittapur_ICR5_INV2_SMB1
Chittapur_ICR5_INV2_SMB1_S11 | Chittapur_ICR5_INV2_SMB1 | Chittapur_ICR5_INV2_SMB1
Chittapur_ICR5_INV2_SMB1_S12 | Chittapur_ICR5_INV2_SMB1 | Chittapur_ICR5_INV2_SMB1
Chittapur_ICR5_INV2_SMB2_S1 | Chittapur_ICR5_INV2_SMB2 | Chittapur_ICR5_INV2_SMB2
Chittapur_ICR5_INV2_SMB2_S2 | Chittapur_ICR5_INV2_SMB2 | Chittapur_ICR5_INV2_SMB2
Chittapur_ICR5_INV2_SMB2_S3 | Chittapur_ICR5_INV2_SMB2 | Chittapur_ICR5_INV2_SMB2
Chittapur_ICR5_INV2_SMB2_S4 | Chittapur_ICR5_INV2_SMB2 | Chittapur_ICR5_INV2_SMB2
Chittapur_ICR5_INV2_SMB2_S5 | Chittapur_ICR5_INV2_SMB2 | Chittapur_ICR5_INV2_SMB2
Chittapur_ICR5_INV2_SMB2_S6 | Chittapur_ICR5_INV2_SMB2 | Chittapur_ICR5_INV2_SMB2
Chittapur_ICR5_INV2_SMB2_S7 | Chittapur_ICR5_INV2_SMB2 | Chittapur_ICR5_INV2_SMB2
Chittapur_ICR5_INV2_SMB2_S8 | Chittapur_ICR5_INV2_SMB2 | Chittapur_ICR5_INV2_SMB2
Chittapur_ICR5_INV2_SMB2_S9 | Chittapur_ICR5_INV2_SMB2 | Chittapur_ICR5_INV2_SMB2
Chittapur_ICR5_INV2_SMB2_S10 | Chittapur_ICR5_INV2_SMB2 | Chittapur_ICR5_INV2_SMB2
Chittapur_ICR5_INV2_SMB2_S11 | Chittapur_ICR5_INV2_SMB2 | Chittapur_ICR5_INV2_SMB2
Chittapur_ICR5_INV2_SMB2_S12 | Chittapur_ICR5_INV2_SMB2 | Chittapur_ICR5_INV2_SMB2
Chittapur_ICR5_INV2_SMB3_S1 | Chittapur_ICR5_INV2_SMB3 | Chittapur_ICR5_INV2_SMB3
Chittapur_ICR5_INV2_SMB3_S2 | Chittapur_ICR5_INV2_SMB3 | Chittapur_ICR5_INV2_SMB3
Chittapur_ICR5_INV2_SMB3_S3 | Chittapur_ICR5_INV2_SMB3 | Chittapur_ICR5_INV2_SMB3
Chittapur_ICR5_INV2_SMB3_S4 | Chittapur_ICR5_INV2_SMB3 | Chittapur_ICR5_INV2_SMB3
Chittapur_ICR5_INV2_SMB3_S5 | Chittapur_ICR5_INV2_SMB3 | Chittapur_ICR5_INV2_SMB3
Chittapur_ICR5_INV2_SMB3_S6 | Chittapur_ICR5_INV2_SMB3 | Chittapur_ICR5_INV2_SMB3
Chittapur_ICR5_INV2_SMB3_S7 | Chittapur_ICR5_INV2_SMB3 | Chittapur_ICR5_INV2_SMB3
Chittapur_ICR5_INV2_SMB3_S8 | Chittapur_ICR5_INV2_SMB3 | Chittapur_ICR5_INV2_SMB3
Chittapur_ICR5_INV2_SMB3_S9 | Chittapur_ICR5_INV2_SMB3 | Chittapur_ICR5_INV2_SMB3
Chittapur_ICR5_INV2_SMB3_S10 | Chittapur_ICR5_INV2_SMB3 | Chittapur_ICR5_INV2_SMB3
Chittapur_ICR5_INV2_SMB3_S11 | Chittapur_ICR5_INV2_SMB3 | Chittapur_ICR5_INV2_SMB3
Chittapur_ICR5_INV2_SMB3_S12 | Chittapur_ICR5_INV2_SMB3 | Chittapur_ICR5_INV2_SMB3
Chittapur_ICR5_INV2_SMB4_S1 | Chittapur_ICR5_INV2_SMB4 | Chittapur_ICR5_INV2_SMB4
Chittapur_ICR5_INV2_SMB4_S2 | Chittapur_ICR5_INV2_SMB4 | Chittapur_ICR5_INV2_SMB4
Chittapur_ICR5_INV2_SMB4_S3 | Chittapur_ICR5_INV2_SMB4 | Chittapur_ICR5_INV2_SMB4
Chittapur_ICR5_INV2_SMB4_S4 | Chittapur_ICR5_INV2_SMB4 | Chittapur_ICR5_INV2_SMB4
Chittapur_ICR5_INV2_SMB4_S5 | Chittapur_ICR5_INV2_SMB4 | Chittapur_ICR5_INV2_SMB4
Chittapur_ICR5_INV2_SMB4_S6 | Chittapur_ICR5_INV2_SMB4 | Chittapur_ICR5_INV2_SMB4
Chittapur_ICR5_INV2_SMB4_S7 | Chittapur_ICR5_INV2_SMB4 | Chittapur_ICR5_INV2_SMB4
Chittapur_ICR5_INV2_SMB4_S8 | Chittapur_ICR5_INV2_SMB4 | Chittapur_ICR5_INV2_SMB4
Chittapur_ICR5_INV2_SMB5_S1 | Chittapur_ICR5_INV2_SMB5 | Chittapur_ICR5_INV2_SMB5
Chittapur_ICR5_INV2_SMB5_S2 | Chittapur_ICR5_INV2_SMB5 | Chittapur_ICR5_INV2_SMB5
Chittapur_ICR5_INV2_SMB5_S3 | Chittapur_ICR5_INV2_SMB5 | Chittapur_ICR5_INV2_SMB5
Chittapur_ICR5_INV2_SMB5_S4 | Chittapur_ICR5_INV2_SMB5 | Chittapur_ICR5_INV2_SMB5
Chittapur_ICR5_INV2_SMB5_S5 | Chittapur_ICR5_INV2_SMB5 | Chittapur_ICR5_INV2_SMB5
Chittapur_ICR5_INV2_SMB5_S6 | Chittapur_ICR5_INV2_SMB5 | Chittapur_ICR5_INV2_SMB5
Chittapur_ICR5_INV2_SMB5_S7 | Chittapur_ICR5_INV2_SMB5 | Chittapur_ICR5_INV2_SMB5
Chittapur_ICR5_INV2_SMB5_S8 | Chittapur_ICR5_INV2_SMB5 | Chittapur_ICR5_INV2_SMB5
Chittapur_ICR5_INV2_SMB5_S9 | Chittapur_ICR5_INV2_SMB5 | Chittapur_ICR5_INV2_SMB5
Chittapur_ICR5_INV2_SMB5_S10 | Chittapur_ICR5_INV2_SMB5 | Chittapur_ICR5_INV2_SMB5
Chittapur_ICR5_INV2_SMB5_S11 | Chittapur_ICR5_INV2_SMB5 | Chittapur_ICR5_INV2_SMB5
Chittapur_ICR5_INV2_SMB5_S12 | Chittapur_ICR5_INV2_SMB5 | Chittapur_ICR5_INV2_SMB5
Chittapur_ICR5_INV2_SMB6_S1 | Chittapur_ICR5_INV2_SMB6 | Chittapur_ICR5_INV2_SMB6
Chittapur_ICR5_INV2_SMB6_S2 | Chittapur_ICR5_INV2_SMB6 | Chittapur_ICR5_INV2_SMB6
Chittapur_ICR5_INV2_SMB6_S3 | Chittapur_ICR5_INV2_SMB6 | Chittapur_ICR5_INV2_SMB6
Chittapur_ICR5_INV2_SMB6_S4 | Chittapur_ICR5_INV2_SMB6 | Chittapur_ICR5_INV2_SMB6
Chittapur_ICR5_INV2_SMB6_S5 | Chittapur_ICR5_INV2_SMB6 | Chittapur_ICR5_INV2_SMB6
Chittapur_ICR5_INV2_SMB6_S6 | Chittapur_ICR5_INV2_SMB6 | Chittapur_ICR5_INV2_SMB6
Chittapur_ICR5_INV2_SMB6_S7 | Chittapur_ICR5_INV2_SMB6 | Chittapur_ICR5_INV2_SMB6
Chittapur_ICR5_INV2_SMB6_S8 | Chittapur_ICR5_INV2_SMB6 | Chittapur_ICR5_INV2_SMB6
Chittapur_ICR5_INV2_SMB6_S9 | Chittapur_ICR5_INV2_SMB6 | Chittapur_ICR5_INV2_SMB6
Chittapur_ICR5_INV2_SMB6_S10 | Chittapur_ICR5_INV2_SMB6 | Chittapur_ICR5_INV2_SMB6
Chittapur_ICR5_INV2_SMB6_S11 | Chittapur_ICR5_INV2_SMB6 | Chittapur_ICR5_INV2_SMB6
Chittapur_ICR5_INV2_SMB6_S12 | Chittapur_ICR5_INV2_SMB6 | Chittapur_ICR5_INV2_SMB6
Chittapur_ICR5_INV2_SMB7_S1 | Chittapur_ICR5_INV2_SMB7 | Chittapur_ICR5_INV2_SMB7
Chittapur_ICR5_INV2_SMB7_S2 | Chittapur_ICR5_INV2_SMB7 | Chittapur_ICR5_INV2_SMB7
Chittapur_ICR5_INV2_SMB7_S3 | Chittapur_ICR5_INV2_SMB7 | Chittapur_ICR5_INV2_SMB7
Chittapur_ICR5_INV2_SMB7_S4 | Chittapur_ICR5_INV2_SMB7 | Chittapur_ICR5_INV2_SMB7
Chittapur_ICR5_INV2_SMB7_S5 | Chittapur_ICR5_INV2_SMB7 | Chittapur_ICR5_INV2_SMB7
Chittapur_ICR5_INV2_SMB7_S6 | Chittapur_ICR5_INV2_SMB7 | Chittapur_ICR5_INV2_SMB7
Chittapur_ICR5_INV2_SMB7_S7 | Chittapur_ICR5_INV2_SMB7 | Chittapur_ICR5_INV2_SMB7
Chittapur_ICR5_INV2_SMB7_S8 | Chittapur_ICR5_INV2_SMB7 | Chittapur_ICR5_INV2_SMB7
Chittapur_ICR5_INV2_SMB7_S9 | Chittapur_ICR5_INV2_SMB7 | Chittapur_ICR5_INV2_SMB7
Chittapur_ICR5_INV2_SMB7_S10 | Chittapur_ICR5_INV2_SMB7 | Chittapur_ICR5_INV2_SMB7
Chittapur_ICR5_INV2_SMB7_S11 | Chittapur_ICR5_INV2_SMB7 | Chittapur_ICR5_INV2_SMB7
Chittapur_ICR5_INV2_SMB7_S12 | Chittapur_ICR5_INV2_SMB7 | Chittapur_ICR5_INV2_SMB7
Chittapur_ICR5_INV3_SMB1_S1 | Chittapur_ICR5_INV3_SMB1 | Chittapur_ICR5_INV3_SMB1
Chittapur_ICR5_INV3_SMB1_S2 | Chittapur_ICR5_INV3_SMB1 | Chittapur_ICR5_INV3_SMB1
Chittapur_ICR5_INV3_SMB1_S3 | Chittapur_ICR5_INV3_SMB1 | Chittapur_ICR5_INV3_SMB1
Chittapur_ICR5_INV3_SMB1_S4 | Chittapur_ICR5_INV3_SMB1 | Chittapur_ICR5_INV3_SMB1
Chittapur_ICR5_INV3_SMB1_S5 | Chittapur_ICR5_INV3_SMB1 | Chittapur_ICR5_INV3_SMB1
Chittapur_ICR5_INV3_SMB1_S6 | Chittapur_ICR5_INV3_SMB1 | Chittapur_ICR5_INV3_SMB1
Chittapur_ICR5_INV3_SMB1_S7 | Chittapur_ICR5_INV3_SMB1 | Chittapur_ICR5_INV3_SMB1
Chittapur_ICR5_INV3_SMB1_S8 | Chittapur_ICR5_INV3_SMB1 | Chittapur_ICR5_INV3_SMB1
Chittapur_ICR5_INV3_SMB1_S9 | Chittapur_ICR5_INV3_SMB1 | Chittapur_ICR5_INV3_SMB1
Chittapur_ICR5_INV3_SMB1_S10 | Chittapur_ICR5_INV3_SMB1 | Chittapur_ICR5_INV3_SMB1
Chittapur_ICR5_INV3_SMB1_S11 | Chittapur_ICR5_INV3_SMB1 | Chittapur_ICR5_INV3_SMB1
Chittapur_ICR5_INV3_SMB1_S12 | Chittapur_ICR5_INV3_SMB1 | Chittapur_ICR5_INV3_SMB1
Chittapur_ICR5_INV3_SMB2_S1 | Chittapur_ICR5_INV3_SMB2 | Chittapur_ICR5_INV3_SMB2
Chittapur_ICR5_INV3_SMB2_S2 | Chittapur_ICR5_INV3_SMB2 | Chittapur_ICR5_INV3_SMB2
Chittapur_ICR5_INV3_SMB2_S3 | Chittapur_ICR5_INV3_SMB2 | Chittapur_ICR5_INV3_SMB2
Chittapur_ICR5_INV3_SMB2_S4 | Chittapur_ICR5_INV3_SMB2 | Chittapur_ICR5_INV3_SMB2
Chittapur_ICR5_INV3_SMB2_S5 | Chittapur_ICR5_INV3_SMB2 | Chittapur_ICR5_INV3_SMB2
Chittapur_ICR5_INV3_SMB2_S6 | Chittapur_ICR5_INV3_SMB2 | Chittapur_ICR5_INV3_SMB2
Chittapur_ICR5_INV3_SMB2_S7 | Chittapur_ICR5_INV3_SMB2 | Chittapur_ICR5_INV3_SMB2
Chittapur_ICR5_INV3_SMB2_S8 | Chittapur_ICR5_INV3_SMB2 | Chittapur_ICR5_INV3_SMB2
Chittapur_ICR5_INV3_SMB2_S9 | Chittapur_ICR5_INV3_SMB2 | Chittapur_ICR5_INV3_SMB2
Chittapur_ICR5_INV3_SMB2_S10 | Chittapur_ICR5_INV3_SMB2 | Chittapur_ICR5_INV3_SMB2
Chittapur_ICR5_INV3_SMB2_S11 | Chittapur_ICR5_INV3_SMB2 | Chittapur_ICR5_INV3_SMB2
Chittapur_ICR5_INV3_SMB2_S12 | Chittapur_ICR5_INV3_SMB2 | Chittapur_ICR5_INV3_SMB2
Chittapur_ICR5_INV3_SMB3_S1 | Chittapur_ICR5_INV3_SMB3 | Chittapur_ICR5_INV3_SMB3
Chittapur_ICR5_INV3_SMB3_S2 | Chittapur_ICR5_INV3_SMB3 | Chittapur_ICR5_INV3_SMB3
Chittapur_ICR5_INV3_SMB3_S3 | Chittapur_ICR5_INV3_SMB3 | Chittapur_ICR5_INV3_SMB3
Chittapur_ICR5_INV3_SMB3_S4 | Chittapur_ICR5_INV3_SMB3 | Chittapur_ICR5_INV3_SMB3
Chittapur_ICR5_INV3_SMB3_S5 | Chittapur_ICR5_INV3_SMB3 | Chittapur_ICR5_INV3_SMB3
Chittapur_ICR5_INV3_SMB3_S6 | Chittapur_ICR5_INV3_SMB3 | Chittapur_ICR5_INV3_SMB3
Chittapur_ICR5_INV3_SMB3_S7 | Chittapur_ICR5_INV3_SMB3 | Chittapur_ICR5_INV3_SMB3
Chittapur_ICR5_INV3_SMB3_S8 | Chittapur_ICR5_INV3_SMB3 | Chittapur_ICR5_INV3_SMB3
Chittapur_ICR5_INV3_SMB3_S9 | Chittapur_ICR5_INV3_SMB3 | Chittapur_ICR5_INV3_SMB3
Chittapur_ICR5_INV3_SMB3_S10 | Chittapur_ICR5_INV3_SMB3 | Chittapur_ICR5_INV3_SMB3
Chittapur_ICR5_INV3_SMB3_S11 | Chittapur_ICR5_INV3_SMB3 | Chittapur_ICR5_INV3_SMB3
Chittapur_ICR5_INV3_SMB3_S12 | Chittapur_ICR5_INV3_SMB3 | Chittapur_ICR5_INV3_SMB3
Chittapur_ICR5_INV3_SMB4_S1 | Chittapur_ICR5_INV3_SMB4 | Chittapur_ICR5_INV3_SMB4
Chittapur_ICR5_INV3_SMB4_S2 | Chittapur_ICR5_INV3_SMB4 | Chittapur_ICR5_INV3_SMB4
Chittapur_ICR5_INV3_SMB4_S3 | Chittapur_ICR5_INV3_SMB4 | Chittapur_ICR5_INV3_SMB4
Chittapur_ICR5_INV3_SMB4_S4 | Chittapur_ICR5_INV3_SMB4 | Chittapur_ICR5_INV3_SMB4
Chittapur_ICR5_INV3_SMB4_S5 | Chittapur_ICR5_INV3_SMB4 | Chittapur_ICR5_INV3_SMB4
Chittapur_ICR5_INV3_SMB4_S6 | Chittapur_ICR5_INV3_SMB4 | Chittapur_ICR5_INV3_SMB4
Chittapur_ICR5_INV3_SMB4_S7 | Chittapur_ICR5_INV3_SMB4 | Chittapur_ICR5_INV3_SMB4
Chittapur_ICR5_INV3_SMB4_S8 | Chittapur_ICR5_INV3_SMB4 | Chittapur_ICR5_INV3_SMB4
Chittapur_ICR5_INV3_SMB4_S9 | Chittapur_ICR5_INV3_SMB4 | Chittapur_ICR5_INV3_SMB4
Chittapur_ICR5_INV3_SMB4_S10 | Chittapur_ICR5_INV3_SMB4 | Chittapur_ICR5_INV3_SMB4
Chittapur_ICR5_INV3_SMB4_S11 | Chittapur_ICR5_INV3_SMB4 | Chittapur_ICR5_INV3_SMB4
Chittapur_ICR5_INV3_SMB4_S12 | Chittapur_ICR5_INV3_SMB4 | Chittapur_ICR5_INV3_SMB4
Chittapur_ICR5_INV3_SMB5_S1 | Chittapur_ICR5_INV3_SMB5 | Chittapur_ICR5_INV3_SMB5
Chittapur_ICR5_INV3_SMB5_S2 | Chittapur_ICR5_INV3_SMB5 | Chittapur_ICR5_INV3_SMB5
Chittapur_ICR5_INV3_SMB5_S3 | Chittapur_ICR5_INV3_SMB5 | Chittapur_ICR5_INV3_SMB5
Chittapur_ICR5_INV3_SMB5_S4 | Chittapur_ICR5_INV3_SMB5 | Chittapur_ICR5_INV3_SMB5
Chittapur_ICR5_INV3_SMB5_S5 | Chittapur_ICR5_INV3_SMB5 | Chittapur_ICR5_INV3_SMB5
Chittapur_ICR5_INV3_SMB5_S6 | Chittapur_ICR5_INV3_SMB5 | Chittapur_ICR5_INV3_SMB5
Chittapur_ICR5_INV3_SMB5_S7 | Chittapur_ICR5_INV3_SMB5 | Chittapur_ICR5_INV3_SMB5
Chittapur_ICR5_INV3_SMB5_S8 | Chittapur_ICR5_INV3_SMB5 | Chittapur_ICR5_INV3_SMB5
Chittapur_ICR5_INV3_SMB5_S9 | Chittapur_ICR5_INV3_SMB5 | Chittapur_ICR5_INV3_SMB5
Chittapur_ICR5_INV3_SMB5_S10 | Chittapur_ICR5_INV3_SMB5 | Chittapur_ICR5_INV3_SMB5
Chittapur_ICR5_INV3_SMB5_S11 | Chittapur_ICR5_INV3_SMB5 | Chittapur_ICR5_INV3_SMB5
Chittapur_ICR5_INV3_SMB5_S12 | Chittapur_ICR5_INV3_SMB5 | Chittapur_ICR5_INV3_SMB5
Chittapur_ICR5_INV3_SMB6_S1 | Chittapur_ICR5_INV3_SMB6 | Chittapur_ICR5_INV3_SMB6
Chittapur_ICR5_INV3_SMB6_S2 | Chittapur_ICR5_INV3_SMB6 | Chittapur_ICR5_INV3_SMB6
Chittapur_ICR5_INV3_SMB6_S3 | Chittapur_ICR5_INV3_SMB6 | Chittapur_ICR5_INV3_SMB6
Chittapur_ICR5_INV3_SMB6_S4 | Chittapur_ICR5_INV3_SMB6 | Chittapur_ICR5_INV3_SMB6
Chittapur_ICR5_INV3_SMB6_S5 | Chittapur_ICR5_INV3_SMB6 | Chittapur_ICR5_INV3_SMB6
Chittapur_ICR5_INV3_SMB6_S6 | Chittapur_ICR5_INV3_SMB6 | Chittapur_ICR5_INV3_SMB6
Chittapur_ICR5_INV3_SMB6_S7 | Chittapur_ICR5_INV3_SMB6 | Chittapur_ICR5_INV3_SMB6
Chittapur_ICR5_INV3_SMB6_S8 | Chittapur_ICR5_INV3_SMB6 | Chittapur_ICR5_INV3_SMB6
Chittapur_ICR5_INV3_SMB6_S9 | Chittapur_ICR5_INV3_SMB6 | Chittapur_ICR5_INV3_SMB6
Chittapur_ICR5_INV3_SMB6_S10 | Chittapur_ICR5_INV3_SMB6 | Chittapur_ICR5_INV3_SMB6
Chittapur_ICR5_INV3_SMB6_S11 | Chittapur_ICR5_INV3_SMB6 | Chittapur_ICR5_INV3_SMB6
Chittapur_ICR5_INV3_SMB6_S12 | Chittapur_ICR5_INV3_SMB6 | Chittapur_ICR5_INV3_SMB6
Chittapur_ICR5_INV3_SMB7_S1 | Chittapur_ICR5_INV3_SMB7 | Chittapur_ICR5_INV3_SMB7
Chittapur_ICR5_INV3_SMB7_S2 | Chittapur_ICR5_INV3_SMB7 | Chittapur_ICR5_INV3_SMB7
Chittapur_ICR5_INV3_SMB7_S3 | Chittapur_ICR5_INV3_SMB7 | Chittapur_ICR5_INV3_SMB7
Chittapur_ICR5_INV3_SMB7_S4 | Chittapur_ICR5_INV3_SMB7 | Chittapur_ICR5_INV3_SMB7
Chittapur_ICR5_INV3_SMB7_S5 | Chittapur_ICR5_INV3_SMB7 | Chittapur_ICR5_INV3_SMB7
Chittapur_ICR5_INV3_SMB7_S6 | Chittapur_ICR5_INV3_SMB7 | Chittapur_ICR5_INV3_SMB7
Chittapur_ICR5_INV3_SMB7_S7 | Chittapur_ICR5_INV3_SMB7 | Chittapur_ICR5_INV3_SMB7
Chittapur_ICR5_INV3_SMB7_S8 | Chittapur_ICR5_INV3_SMB7 | Chittapur_ICR5_INV3_SMB7
Chittapur_ICR5_INV3_SMB7_S9 | Chittapur_ICR5_INV3_SMB7 | Chittapur_ICR5_INV3_SMB7
Chittapur_ICR5_INV3_SMB7_S10 | Chittapur_ICR5_INV3_SMB7 | Chittapur_ICR5_INV3_SMB7
Chittapur_ICR5_INV3_SMB7_S11 | Chittapur_ICR5_INV3_SMB7 | Chittapur_ICR5_INV3_SMB7
Chittapur_ICR5_INV3_SMB7_S12 | Chittapur_ICR5_INV3_SMB7 | Chittapur_ICR5_INV3_SMB7
Chittapur_ICR5_INV4_SMB1_S1 | Chittapur_ICR5_INV4_SMB1 | Chittapur_ICR5_INV4_SMB1
Chittapur_ICR5_INV4_SMB1_S2 | Chittapur_ICR5_INV4_SMB1 | Chittapur_ICR5_INV4_SMB1
Chittapur_ICR5_INV4_SMB1_S3 | Chittapur_ICR5_INV4_SMB1 | Chittapur_ICR5_INV4_SMB1
Chittapur_ICR5_INV4_SMB1_S4 | Chittapur_ICR5_INV4_SMB1 | Chittapur_ICR5_INV4_SMB1
Chittapur_ICR5_INV4_SMB1_S5 | Chittapur_ICR5_INV4_SMB1 | Chittapur_ICR5_INV4_SMB1
Chittapur_ICR5_INV4_SMB1_S6 | Chittapur_ICR5_INV4_SMB1 | Chittapur_ICR5_INV4_SMB1
Chittapur_ICR5_INV4_SMB1_S7 | Chittapur_ICR5_INV4_SMB1 | Chittapur_ICR5_INV4_SMB1
Chittapur_ICR5_INV4_SMB1_S8 | Chittapur_ICR5_INV4_SMB1 | Chittapur_ICR5_INV4_SMB1
Chittapur_ICR5_INV4_SMB1_S9 | Chittapur_ICR5_INV4_SMB1 | Chittapur_ICR5_INV4_SMB1
Chittapur_ICR5_INV4_SMB1_S10 | Chittapur_ICR5_INV4_SMB1 | Chittapur_ICR5_INV4_SMB1
Chittapur_ICR5_INV4_SMB1_S11 | Chittapur_ICR5_INV4_SMB1 | Chittapur_ICR5_INV4_SMB1
Chittapur_ICR5_INV4_SMB1_S12 | Chittapur_ICR5_INV4_SMB1 | Chittapur_ICR5_INV4_SMB1
Chittapur_ICR5_INV4_SMB2_S1 | Chittapur_ICR5_INV4_SMB2 | Chittapur_ICR5_INV4_SMB2
Chittapur_ICR5_INV4_SMB2_S2 | Chittapur_ICR5_INV4_SMB2 | Chittapur_ICR5_INV4_SMB2
Chittapur_ICR5_INV4_SMB2_S3 | Chittapur_ICR5_INV4_SMB2 | Chittapur_ICR5_INV4_SMB2
Chittapur_ICR5_INV4_SMB2_S4 | Chittapur_ICR5_INV4_SMB2 | Chittapur_ICR5_INV4_SMB2
Chittapur_ICR5_INV4_SMB2_S5 | Chittapur_ICR5_INV4_SMB2 | Chittapur_ICR5_INV4_SMB2
Chittapur_ICR5_INV4_SMB2_S6 | Chittapur_ICR5_INV4_SMB2 | Chittapur_ICR5_INV4_SMB2
Chittapur_ICR5_INV4_SMB2_S7 | Chittapur_ICR5_INV4_SMB2 | Chittapur_ICR5_INV4_SMB2
Chittapur_ICR5_INV4_SMB2_S8 | Chittapur_ICR5_INV4_SMB2 | Chittapur_ICR5_INV4_SMB2
Chittapur_ICR5_INV4_SMB2_S9 | Chittapur_ICR5_INV4_SMB2 | Chittapur_ICR5_INV4_SMB2
Chittapur_ICR5_INV4_SMB2_S10 | Chittapur_ICR5_INV4_SMB2 | Chittapur_ICR5_INV4_SMB2
Chittapur_ICR5_INV4_SMB2_S11 | Chittapur_ICR5_INV4_SMB2 | Chittapur_ICR5_INV4_SMB2
Chittapur_ICR5_INV4_SMB2_S12 | Chittapur_ICR5_INV4_SMB2 | Chittapur_ICR5_INV4_SMB2
Chittapur_ICR5_INV4_SMB2_S13 | Chittapur_ICR5_INV4_SMB2 | Chittapur_ICR5_INV4_SMB2
Chittapur_ICR5_INV4_SMB3_S1 | Chittapur_ICR5_INV4_SMB3 | Chittapur_ICR5_INV4_SMB3
Chittapur_ICR5_INV4_SMB3_S2 | Chittapur_ICR5_INV4_SMB3 | Chittapur_ICR5_INV4_SMB3
Chittapur_ICR5_INV4_SMB3_S3 | Chittapur_ICR5_INV4_SMB3 | Chittapur_ICR5_INV4_SMB3
Chittapur_ICR5_INV4_SMB3_S4 | Chittapur_ICR5_INV4_SMB3 | Chittapur_ICR5_INV4_SMB3
Chittapur_ICR5_INV4_SMB3_S5 | Chittapur_ICR5_INV4_SMB3 | Chittapur_ICR5_INV4_SMB3
Chittapur_ICR5_INV4_SMB3_S6 | Chittapur_ICR5_INV4_SMB3 | Chittapur_ICR5_INV4_SMB3
Chittapur_ICR5_INV4_SMB3_S7 | Chittapur_ICR5_INV4_SMB3 | Chittapur_ICR5_INV4_SMB3
Chittapur_ICR5_INV4_SMB3_S8 | Chittapur_ICR5_INV4_SMB3 | Chittapur_ICR5_INV4_SMB3
Chittapur_ICR5_INV4_SMB3_S9 | Chittapur_ICR5_INV4_SMB3 | Chittapur_ICR5_INV4_SMB3
Chittapur_ICR5_INV4_SMB3_S10 | Chittapur_ICR5_INV4_SMB3 | Chittapur_ICR5_INV4_SMB3
Chittapur_ICR5_INV4_SMB3_S11 | Chittapur_ICR5_INV4_SMB3 | Chittapur_ICR5_INV4_SMB3
Chittapur_ICR5_INV4_SMB3_S12 | Chittapur_ICR5_INV4_SMB3 | Chittapur_ICR5_INV4_SMB3
Chittapur_ICR5_INV4_SMB4_S1 | Chittapur_ICR5_INV4_SMB4 | Chittapur_ICR5_INV4_SMB4
Chittapur_ICR5_INV4_SMB4_S2 | Chittapur_ICR5_INV4_SMB4 | Chittapur_ICR5_INV4_SMB4
Chittapur_ICR5_INV4_SMB4_S3 | Chittapur_ICR5_INV4_SMB4 | Chittapur_ICR5_INV4_SMB4
Chittapur_ICR5_INV4_SMB4_S4 | Chittapur_ICR5_INV4_SMB4 | Chittapur_ICR5_INV4_SMB4
Chittapur_ICR5_INV4_SMB4_S5 | Chittapur_ICR5_INV4_SMB4 | Chittapur_ICR5_INV4_SMB4
Chittapur_ICR5_INV4_SMB4_S6 | Chittapur_ICR5_INV4_SMB4 | Chittapur_ICR5_INV4_SMB4
Chittapur_ICR5_INV4_SMB4_S7 | Chittapur_ICR5_INV4_SMB4 | Chittapur_ICR5_INV4_SMB4
Chittapur_ICR5_INV4_SMB4_S8 | Chittapur_ICR5_INV4_SMB4 | Chittapur_ICR5_INV4_SMB4
Chittapur_ICR5_INV4_SMB4_S9 | Chittapur_ICR5_INV4_SMB4 | Chittapur_ICR5_INV4_SMB4
Chittapur_ICR5_INV4_SMB4_S10 | Chittapur_ICR5_INV4_SMB4 | Chittapur_ICR5_INV4_SMB4
Chittapur_ICR5_INV4_SMB4_S11 | Chittapur_ICR5_INV4_SMB4 | Chittapur_ICR5_INV4_SMB4
Chittapur_ICR5_INV4_SMB4_S12 | Chittapur_ICR5_INV4_SMB4 | Chittapur_ICR5_INV4_SMB4
Chittapur_ICR5_INV4_SMB5_S1 | Chittapur_ICR5_INV4_SMB5 | Chittapur_ICR5_INV4_SMB5
Chittapur_ICR5_INV4_SMB5_S2 | Chittapur_ICR5_INV4_SMB5 | Chittapur_ICR5_INV4_SMB5
Chittapur_ICR5_INV4_SMB5_S3 | Chittapur_ICR5_INV4_SMB5 | Chittapur_ICR5_INV4_SMB5
Chittapur_ICR5_INV4_SMB5_S4 | Chittapur_ICR5_INV4_SMB5 | Chittapur_ICR5_INV4_SMB5
Chittapur_ICR5_INV4_SMB5_S5 | Chittapur_ICR5_INV4_SMB5 | Chittapur_ICR5_INV4_SMB5
Chittapur_ICR5_INV4_SMB5_S6 | Chittapur_ICR5_INV4_SMB5 | Chittapur_ICR5_INV4_SMB5
Chittapur_ICR5_INV4_SMB5_S7 | Chittapur_ICR5_INV4_SMB5 | Chittapur_ICR5_INV4_SMB5
Chittapur_ICR5_INV4_SMB5_S8 | Chittapur_ICR5_INV4_SMB5 | Chittapur_ICR5_INV4_SMB5
Chittapur_ICR5_INV4_SMB5_S9 | Chittapur_ICR5_INV4_SMB5 | Chittapur_ICR5_INV4_SMB5
Chittapur_ICR5_INV4_SMB5_S10 | Chittapur_ICR5_INV4_SMB5 | Chittapur_ICR5_INV4_SMB5
Chittapur_ICR5_INV4_SMB5_S11 | Chittapur_ICR5_INV4_SMB5 | Chittapur_ICR5_INV4_SMB5
Chittapur_ICR5_INV4_SMB5_S12 | Chittapur_ICR5_INV4_SMB5 | Chittapur_ICR5_INV4_SMB5
Chittapur_ICR5_INV4_SMB5_S13 | Chittapur_ICR5_INV4_SMB5 | Chittapur_ICR5_INV4_SMB5
Chittapur_ICR5_INV4_SMB6_S1 | Chittapur_ICR5_INV4_SMB6 | Chittapur_ICR5_INV4_SMB6
Chittapur_ICR5_INV4_SMB6_S2 | Chittapur_ICR5_INV4_SMB6 | Chittapur_ICR5_INV4_SMB6
Chittapur_ICR5_INV4_SMB6_S3 | Chittapur_ICR5_INV4_SMB6 | Chittapur_ICR5_INV4_SMB6
Chittapur_ICR5_INV4_SMB6_S4 | Chittapur_ICR5_INV4_SMB6 | Chittapur_ICR5_INV4_SMB6
Chittapur_ICR5_INV4_SMB6_S5 | Chittapur_ICR5_INV4_SMB6 | Chittapur_ICR5_INV4_SMB6
Chittapur_ICR5_INV4_SMB6_S6 | Chittapur_ICR5_INV4_SMB6 | Chittapur_ICR5_INV4_SMB6
Chittapur_ICR5_INV4_SMB6_S7 | Chittapur_ICR5_INV4_SMB6 | Chittapur_ICR5_INV4_SMB6
Chittapur_ICR5_INV4_SMB6_S8 | Chittapur_ICR5_INV4_SMB6 | Chittapur_ICR5_INV4_SMB6
Chittapur_ICR5_INV4_SMB6_S9 | Chittapur_ICR5_INV4_SMB6 | Chittapur_ICR5_INV4_SMB6
Chittapur_ICR5_INV4_SMB6_S10 | Chittapur_ICR5_INV4_SMB6 | Chittapur_ICR5_INV4_SMB6
Chittapur_ICR5_INV4_SMB6_S11 | Chittapur_ICR5_INV4_SMB6 | Chittapur_ICR5_INV4_SMB6
Chittapur_ICR5_INV4_SMB6_S12 | Chittapur_ICR5_INV4_SMB6 | Chittapur_ICR5_INV4_SMB6
Chittapur_ICR5_INV4_SMB6_S13 | Chittapur_ICR5_INV4_SMB6 | Chittapur_ICR5_INV4_SMB6
Chittapur_ICR5_INV4_SMB7_S1 | Chittapur_ICR5_INV4_SMB7 | Chittapur_ICR5_INV4_SMB7
Chittapur_ICR5_INV4_SMB7_S2 | Chittapur_ICR5_INV4_SMB7 | Chittapur_ICR5_INV4_SMB7
Chittapur_ICR5_INV4_SMB7_S3 | Chittapur_ICR5_INV4_SMB7 | Chittapur_ICR5_INV4_SMB7
Chittapur_ICR5_INV4_SMB7_S4 | Chittapur_ICR5_INV4_SMB7 | Chittapur_ICR5_INV4_SMB7
Chittapur_ICR5_INV4_SMB7_S5 | Chittapur_ICR5_INV4_SMB7 | Chittapur_ICR5_INV4_SMB7
Chittapur_ICR5_INV4_SMB7_S6 | Chittapur_ICR5_INV4_SMB7 | Chittapur_ICR5_INV4_SMB7
Chittapur_ICR5_INV4_SMB7_S7 | Chittapur_ICR5_INV4_SMB7 | Chittapur_ICR5_INV4_SMB7
Chittapur_ICR5_INV4_SMB7_S8 | Chittapur_ICR5_INV4_SMB7 | Chittapur_ICR5_INV4_SMB7
Chittapur_ICR5_INV4_SMB7_S9 | Chittapur_ICR5_INV4_SMB7 | Chittapur_ICR5_INV4_SMB7
Chittapur_MCR Non PV Area |  | #N/A
Chittapur_MCR_SCADA PC-Main | Chittapur_MCR_PLC Panel | Chittapur_MCR_PLC Panel
Chittapur_MCR_SCADA PC-Client | Chittapur_MCR_PLC Panel | Chittapur_MCR_PLC Panel
Chittapur_ICR1 Room | Chittapur_ICR1_IDT | Chittapur_ICR1_IDT
Chittapur_ICR2 Room | Chittapur_ICR2_IDT | Chittapur_ICR2_IDT
Chittapur_ICR3 Room | Chittapur_ICR3_IDT | Chittapur_ICR3_IDT
Chittapur_ICR4 Room | Chittapur_ICR4_IDT | Chittapur_ICR4_IDT
Chittapur_ICR5 Room | Chittapur_ICR5_IDT | Chittapur_ICR5_IDT
Chittapur_MCR Room | Chittapur_Switchyard_Power Transformer | Chittapur_Switchyard_Power Transformer
Chittapur_MCR DC Field |  | #N/A