## Assets
Asset_Facility_Name | Asset_Name | Asset_Description | Asset_Serial_no | Asset_Parent_Name | DC_Capacity | DC_Rating | AC_Rating | Module_Quantity | Asset_category_name | Asset_Type_Name | Asset_Status_Name | Description_Maintenance | Warranty Type | Asset_warranty_Provider | Asset_Warranty_Start_Date | Asset_Warranty_Expiry_Date | Warranty Tenure (How many years/month/days) | Asset_Warranty_Certificate_No | Asset_Manufacturer_Name | Asset_Supplier_Name | Asset_Model_Name | Asset_cost | Asset_Currency | Asset_BarCode | Asset_UNSPC_Code | Asset_Purchase_Code | Asset_Customer_Name | Asset_Owner_Name | Asset_SPV_Name | Asset_Operator_Name | Asset_calibration/testing_date | Asset_calibration_frequency | Asset_Last_calibration_date | Calibration_Next_Due_date | Calibration_reminder_days
BELLARY_BLOCK_1 | Bellary_Block_1_IDT_1 | Inverter Transformers | TBI8255995/2 | Bellary_Block_1 |  |  | 2.8 MVA,11KV/380V, | 1 | Transformer | Main Inventry | In Operation | Maintenance | Out of Warranty | Schneider |  |  |  |  | Schneider | Schneider Electric | - | [5 empty] | Group Captive | HSEPL | Clean Solar Power Bellary Private Limited | Meera Corporation Kr | 2023-02-11 | 12
BELLARY_BLOCK_1 | Bellary_Block_1_IDT_2 | Inverter Transformers | TBI8255995/1 | Bellary_Block_1 |  |  | 2.8 MVA,11KV/380V, | 1 | Transformer | Main Inventry | In Operation |  | Out of Warranty | Schneider |  |  |  |  | Schneider | Schneider Electric | - | [5 empty] | Group Captive | HSEPL | Clean Solar Power Bellary Private Limited | Meera Corporation Kr | 2023-02-11 | 12
BELLARY_BLOCK_1 | Bellary_Block_1_ACDB | ACDB | - | Bellary_Block_1 |  |  | 433v / 200/1 A | 1 | ACDB | Main Inventry | In Operation |  | Out of Warranty | Schneider |  |  |  |  | Schneider | Schneider Electric | - | [5 empty] | Group Captive | HSEPL | Clean Solar Power Bellary Private Limited | Meera Corporation Kr | - | NA
BELLARY_BLOCK_1 | Bellary_Block_1_Aux_Trafo | Aux Trafo | 0417/16503 | Bellary_Block_1 |  |  | 440, 5 KVA | 1 | Transformer | Main Inventry | In Operation |  | Out of Warranty | Shivalic |  |  |  |  | Shivalic | Schneider Electric | - | [5 empty] | Group Captive | HSEPL | Clean Solar Power Bellary Private Limited | Meera Corporation Kr | 2023-02-28 | 12
BELLARY_BLOCK_1 | Bellary_Block_1_UPS | UPS | Gi143A2208 | BELLARY_BLOCK_1 |  | 36VDC/26Ah | 3KVA 220,230,240V | 1 | UPS | Main Inventry | In Operation |  | Out of Warranty | EATON |  |  |  |  | EATON | Schneider Electric | - | [5 empty] | Group Captive | HSEPL | Clean Solar Power Bellary Private Limited | Meera Corporation Kr | - | NA
BELLARY_BLOCK_1 | Bellary_Block_1_RMU_1 | RMU | TBI8255995/1 | BELLARY_BLOCK_1 |  |  | 12KV, 570 Amps | 1 | RMU | Main Inventry | In Operation |  | Out of Warranty | Schneider |  |  |  |  | Schneider | Schneider Electric | - | [5 empty] | Group Captive | HSEPL | Clean Solar Power Bellary Private Limited | Meera Corporation Kr | 2023-02-28 | 12
BELLARY_BLOCK_1 | Bellary_Block_1_INV_1 | Inverter-1 | BBU21723000290 | Bellary_Block_1 | 739.2 | 784 kW DC-1000V, 1280A | AC- 680kva /OP-380,1040A | 1 | Inverter | Main Inventry | In Operation |  | Out of Warranty | Schneider |  |  |  |  | Schneider | Schneider Electric | Conextcore XC 680 | [5 empty] | Group Captive | HSEPL | Clean Solar Power Bellary Private Limited | Meera Corporation Kr | - | NA
BELLARY_BLOCK_1 | Bellary_Block_1_INV_2 | Inverter-2 | BBU21723000530 | Bellary_Block_1 | 739.2 | 784 kW DC-1000V, 1280A | AC- 680kva /OP-380,1040A | 1 | Inverter | Main Inventry | In Operation |  | Out of Warranty | Schneider |  |  |  |  | Schneider | Schneider Electric | Conextcore XC 680 | [5 empty] | Group Captive | HSEPL | Clean Solar Power Bellary Private Limited | Meera Corporation Kr | - | NA
BELLARY_BLOCK_1 | Bellary_Block_1_INV_3 | Inverter-3 | BBU21723000287 | Bellary_Block_1 | 739.2 | 784 kW DC-1000V, 1280A | AC- 680kva /OP-380,1040A | 1 | Inverter | Main Inventry | In Operation |  | Out of Warranty | Schneider |  |  |  |  | Schneider | Schneider Electric | Conextcore XC 680 | [5 empty] | Group Captive | HSEPL | Clean Solar Power Bellary Private Limited | Meera Corporation Kr | - | NA
BELLARY_BLOCK_1 | Bellary_Block_1_INV_4 | Inverter-4 | BBU21723000288 | Bellary_Block_1 | 712.32 | 784 kW DC-1000V, 1280A | AC- 680kva /OP-380,1040A | 1 | Inverter | Main Inventry | In Operation |  | Out of Warranty | Schneider |  |  |  |  | Schneider | Schneider Electric | Conextcore XC 680 | [5 empty] | Group Captive | HSEPL | Clean Solar Power Bellary Private Limited | Meera Corporation Kr | - | NA
BELLARY_BLOCK_1 | Bellary_Block_1_INV_5 | Inverter-5 | BBU21723000286 | Bellary_Block_1 | 766.08 | 784 kW DC-1000V, 1280A | AC- 680kva /OP-380,1040A | 1 | Inverter | Main Inventry | In Operation |  | Out of Warranty | Schneider |  |  |  |  | Schneider | Schneider Electric | Conextcore XC 680 | [5 empty] | Group Captive | HSEPL | Clean Solar Power Bellary Private Limited | Meera Corporation Kr | - | NA
BELLARY_BLOCK_1 | Bellary_Block_1_INV_6 | Inverter-6 | BBU21723000528 | Bellary_Block_1 | 739.2 | 784 kW DC-1000V, 1280A | AC- 680kva /OP-380,1040A | 1 | Inverter | Main Inventry | In Operation |  | Out of Warranty | Schneider |  |  |  |  | Schneider | Schneider Electric | Conextcore XC 680 | [5 empty] | Group Captive | HSEPL | Clean Solar Power Bellary Private Limited | Meera Corporation Kr | - | NA
BELLARY_BLOCK_1 | Bellary_Block_1_INV_7 | Inverter-7 | BBU21720000139 | Bellary_Block_1 | 739.2 | 784 kW DC-1000V, 1280A | AC- 680kva /OP-380,1040A | 1 | Inverter | Main Inventry | In Operation |  | Out of Warranty | Schneider |  |  |  |  | Schneider | Schneider Electric | Conextcore XC 680 | [5 empty] | Group Captive | HSEPL | Clean Solar Power Bellary Private Limited | Meera Corporation Kr | - | NA
BELLARY_BLOCK_1 | Bellary_Block_1_INV_8 | Inverter-8 | BBU21720000140 | Bellary_Block_1 | 739.2 | 784 kW DC-1000V, 1280A | AC- 680kva /OP-380,1040A | 1 | Inverter | Main Inventry | In Operation |  | Out of Warranty | Schneider |  |  |  |  | Schneider | Schneider Electric | Conextcore XC 680 | [5 empty] | Group Captive | HSEPL | Clean Solar Power Bellary Private Limited | Meera Corporation Kr | - | NA
BELLARY_BLOCK_1 | Bellary_Block_1_DC Fuse Box_1 | DC Fuse Box_1 | ALAPL-0054-2017-18/SL.017 | Bellary_Block_1_INV1 |  | 1000VDC 500A |  | 1 | DC Fuse Box | Main Inventry | In Operation |  | Out of Warranty | Adarsha |  |  |  |  | Adarsha | Schneider Electric | - | [5 empty] | Group Captive | HSEPL | Clean Solar Power Bellary Private Limited | Meera Corporation Kr | - | NA
BELLARY_BLOCK_1 | Bellary_Block_1_DC Fuse Box_2 | DC Fuse Box_2 | ALAPL-0054-2017-18/SL.007 | Bellary_Block_1_INV2 |  | 1000VDC 500A |  | 1 | DC Fuse Box | Main Inventry | In Operation |  | Out of Warranty | Adarsha |  |  |  |  | Adarsha | Schneider Electric | - | [5 empty] | Group Captive | HSEPL | Clean Solar Power Bellary Private Limited | Meera Corporation Kr | - | NA
BELLARY_BLOCK_1 | Bellary_Block_1_DC Fuse Box_3 | DC Fuse Box_3 | ALAPL-0054-2017-18/SL.007 | Bellary_Block_1_INV3 |  | 1000VDC 500A |  | 1 | DC Fuse Box | Main Inventry | In Operation |  | Out of Warranty | Adarsha |  |  |  |  | Adarsha | Schneider Electric | - | [5 empty] | Group Captive | HSEPL | Clean Solar Power Bellary Private Limited | Meera Corporation Kr | - | NA
BELLARY_BLOCK_1 | Bellary_Block_1_DC Fuse Box_4 | DC Fuse Box_4 | ALAPL-0054-2017-18/SL.027 | Bellary_Block_1_INV4 |  | 1000VDC 500A |  | 1 | DC Fuse Box | Main Inventry | In Operation |  | Out of Warranty | Adarsha |  |  |  |  | Adarsha | Schneider Electric | - | [5 empty] | Group Captive | HSEPL | Clean Solar Power Bellary Private Limited | Meera Corporation Kr | - | NA
BELLARY_BLOCK_1 | Bellary_Block_1_DC Fuse Box_5 | DC Fuse Box_5 | ALAPL-0054-2017-18/SL.011 | Bellary_Block_1_INV5 |  | 1000VDC 500A |  | 1 | DC Fuse Box | Main Inventry | In Operation |  | Out of Warranty | Adarsha |  |  |  |  | Adarsha | Schneider Electric | - | [5 empty] | Group Captive | HSEPL | Clean Solar Power Bellary Private Limited | Meera Corporation Kr | - | NA
BELLARY_BLOCK_1 | Bellary_Block_1_DC Fuse Box_6 | DC Fuse Box_6 | ALAPL-0054-2017-18/SL.020 | Bellary_Block_1_INV6 |  | 1000VDC 500A |  | 1 | DC Fuse Box | Main Inventry | In Operation |  | Out of Warranty | Adarsha |  |  |  |  | Adarsha | Schneider Electric | - | [5 empty] | Group Captive | HSEPL | Clean Solar Power Bellary Private Limited | Meera Corporation Kr | - | NA
BELLARY_BLOCK_1 | Bellary_Block_1_DC Fuse Box_7 | DC Fuse Box_7 | ALAPL-0054-2017-18/SL.021 | Bellary_Block_1_INV7 |  | 1000VDC 500A |  | 1 | DC Fuse Box | Main Inventry | In Operation |  | Out of Warranty | Adarsha |  |  |  |  | Adarsha | Schneider Electric | - | [5 empty] | Group Captive | HSEPL | Clean Solar Power Bellary Private Limited | Meera Corporation Kr | - | NA
BELLARY_BLOCK_1 | Bellary_Block_1_DC Fuse Box_8 | DC Fuse Box_8 | ALAPL-0054-2017-18/SL.010 | Bellary_Block_1_INV8 |  | 1000VDC 500A |  | 1 | DC Fuse Box | Main Inventry | In Operation |  | Out of Warranty | Adarsha |  |  |  |  | Adarsha | Schneider Electric | - | [5 empty] | Group Captive | HSEPL | Clean Solar Power Bellary Private Limited | Meera Corporation Kr | - | NA
BELLARY_BLOCK_1 | Bellary_Block_1_PLC | PLC | 103668128 | BELLARY_BLOCK_1 |  | 24v Dc | 230 AC | 1 | SCADA | Main Inventry | In Operation |  | Out of Warranty | Adarsha |  |  |  |  | Adarsha | Schneider Electric | - | [5 empty] | Group Captive | HSEPL | Clean Solar Power Bellary Private Limited | Meera Corporation Kr | - | NA
BELLARY_BLOCK_1 | Bellary_Block_1_INV_1_SMB_1 | BLOCK_1_SMB_1.1 | 17F02521G0 | Bellary_Block_1_INV_1 |  | 1000VDC 288A |  | 1 | SCB | Main Inventry | In Operation |  | Out of Warranty | STATCON Energia Private Limtied |  |  |  |  | STATCON Energia Private Limtied | Schneider Electric | 16IN 1OUT - Single Box Model | [5 empty] | Group Captive | HSEPL | Clean Solar Power Bellary Private Limited | Meera Corporation Kr | - | NA
BELLARY_BLOCK_1 | Bellary_Block_1_INV_1_SMB_2 | BLOCK_1_SMB_1.2 | 17F02512G0 | Bellary_Block_1_INV_1 |  | 1000VDC 288A |  | 1 | SCB | Main Inventry | In Operation |  | Out of Warranty | STATCON Energia Private Limtied |  |  |  |  | STATCON Energia Private Limtied | Schneider Electric | 16IN 1OUT - Single Box Model | [5 empty] | Group Captive | HSEPL | Clean Solar Power Bellary Private Limited | Meera Corporation Kr | - | NA
BELLARY_BLOCK_1 | Bellary_Block_1_INV_1_SMB_3 | BLOCK_1_SMB_1.3 | 17F02476G0 | Bellary_Block_1_INV_1 |  | 1000VDC 288A |  | 1 | SCB | Main Inventry | In Operation |  | Out of Warranty | STATCON Energia Private Limtied |  |  |  |  | STATCON Energia Private Limtied | Schneider Electric | 16IN 1OUT - Single Box Model | [5 empty] | Group Captive | HSEPL | Clean Solar Power Bellary Private Limited | Meera Corporation Kr | - | NA
BELLARY_BLOCK_1 | Bellary_Block_1_INV_1_SMB_4 | BLOCK_1_SMB_1.4 | 17F02453G0 | Bellary_Block_1_INV_1 |  | 1000VDC 288A |  | 1 | SCB | Main Inventry | In Operation |  | Out of Warranty | STATCON Energia Private Limtied |  |  |  |  | STATCON Energia Private Limtied | Schneider Electric | 16IN 1OUT - Single Box Model | [5 empty] | Group Captive | HSEPL | Clean Solar Power Bellary Private Limited | Meera Corporation Kr | - | NA
BELLARY_BLOCK_1 | Bellary_Block_1_INV_2_SMB_1 | BLOCK_1_SMB_2.1 | 17F02501G0 | Bellary_Block_1_INV_2 |  | 1000VDC 288A |  | 1 | SCB | Main Inventry | In Operation |  | Out of Warranty | STATCON Energia Private Limtied |  |  |  |  | STATCON Energia Private Limtied | Schneider Electric | 16IN 1OUT - Single Box Model | [5 empty] | Group Captive | HSEPL | Clean Solar Power Bellary Private Limited | Meera Corporation Kr | - | NA
BELLARY_BLOCK_1 | Bellary_Block_1_INV_2_SMB_2 | BLOCK_1_SMB_2.2 | 17F02517G0 | Bellary_Block_1_INV_2 |  | 1000VDC 288A |  | 1 | SCB | Main Inventry | In Operation |  | Out of Warranty | STATCON Energia Private Limtied |  |  |  |  | STATCON Energia Private Limtied | Schneider Electric | 16IN 1OUT - Single Box Model | [5 empty] | Group Captive | HSEPL | Clean Solar Power Bellary Private Limited | Meera Corporation Kr | - | NA
BELLARY_BLOCK_1 | Bellary_Block_1_INV_2_SMB_3 | BLOCK_1_SMB_2.3 | 17F02477G0 | Bellary_Block_1_INV_2 |  | 1000VDC 288A |  | 1 | SCB | Main Inventry | In Operation |  | Out of Warranty | STATCON Energia Private Limtied |  |  |  |  | STATCON Energia Private Limtied | Schneider Electric | 16IN 1OUT - Single Box Model | [5 empty] | Group Captive | HSEPL | Clean Solar Power Bellary Private Limited | Meera Corporation Kr | - | NA
BELLARY_BLOCK_1 | Bellary_Block_1_INV_2_SMB_4 | BLOCK_1_SMB_2.4 | 17F02484G0 | Bellary_Block_1_INV_2 |  | 1000VDC 288A |  | 1 | SCB | Main Inventry | In Operation |  | Out of Warranty | STATCON Energia Private Limtied |  |  |  |  | STATCON Energia Private Limtied | Schneider Electric | 16IN 1OUT - Single Box Model | [5 empty] | Group Captive | HSEPL | Clean Solar Power Bellary Private Limited | Meera Corporation Kr | - | NA
BELLARY_BLOCK_1 | Bellary_Block_1_INV_3_SMB_1 | BLOCK_1_SMB_3.1 | 17F02467G0 | Bellary_Block_1_INV_3 |  | 1000VDC 288A |  | 1 | SCB | Main Inventry | In Operation |  | Out of Warranty | STATCON Energia Private Limtied |  |  |  |  | STATCON Energia Private Limtied | Schneider Electric | 16IN 1OUT - Single Box Model | [5 empty] | Group Captive | HSEPL | Clean Solar Power Bellary Private Limited | Meera Corporation Kr | - | NA
BELLARY_BLOCK_1 | Bellary_Block_1_INV_3_SMB_2 | BLOCK_1_SMB_3.2 | 17F02504G0 | Bellary_Block_1_INV_3 |  | 1000VDC 288A |  | 1 | SCB | Main Inventry | In Operation |  | Out of Warranty | STATCON Energia Private Limtied |  |  |  |  | STATCON Energia Private Limtied | Schneider Electric | 16IN 1OUT - Single Box Model | [5 empty] | Group Captive | HSEPL | Clean Solar Power Bellary Private Limited | Meera Corporation Kr | - | NA
BELLARY_BLOCK_1 | Bellary_Block_1_INV_3_SMB_3 | BLOCK_1_SMB_3.3 | 17F02449G0 | Bellary_Block_1_INV_3 |  | 1000VDC 288A |  | 1 | SCB | Main Inventry | In Operation |  | Out of Warranty | STATCON Energia Private Limtied |  |  |  |  | STATCON Energia Private Limtied | Schneider Electric | 16IN 1OUT - Single Box Model | [5 empty] | Group Captive | HSEPL | Clean Solar Power Bellary Private Limited | Meera Corporation Kr | - | NA
BELLARY_BLOCK_1 | Bellary_Block_1_INV_3_SMB_4 | BLOCK_1_SMB_3.4 | 17F02506G0 | Bellary_Block_1_INV_3 |  | 1000VDC 288A |  | 1 | SCB | Main Inventry | In Operation |  | Out of Warranty | STATCON Energia Private Limtied |  |  |  |  | STATCON Energia Private Limtied | Schneider Electric | 16IN 1OUT - Single Box Model | [5 empty] | Group Captive | HSEPL | Clean Solar Power Bellary Private Limited | Meera Corporation Kr | - | NA
BELLARY_BLOCK_1 | Bellary_Block_1_INV_4_SMB_1 | BLOCK_1_SMB_4.1 | 17F02531G0 | Bellary_Block_1_INV_4 |  | 1000VDC 288A |  | 1 | SCB | Main Inventry | In Operation |  | Out of Warranty | STATCON Energia Private Limtied |  |  |  |  | STATCON Energia Private Limtied | Schneider Electric | 16IN 1OUT - Single Box Model | [5 empty] | Group Captive | HSEPL | Clean Solar Power Bellary Private Limited | Meera Corporation Kr | - | NA
BELLARY_BLOCK_1 | Bellary_Block_1_INV_4_SMB_2 | BLOCK_1_SMB_4.2 | 17F02528G0 | Bellary_Block_1_INV_4 |  | 1000VDC 288A |  | 1 | SCB | Main Inventry | In Operation |  | Out of Warranty | STATCON Energia Private Limtied |  |  |  |  | STATCON Energia Private Limtied | Schneider Electric | 16IN 1OUT - Single Box Model | [5 empty] | Group Captive | HSEPL | Clean Solar Power Bellary Private Limited | Meera Corporation Kr | - | NA
BELLARY_BLOCK_1 | Bellary_Block_1_INV_4_SMB_3 | BLOCK_1_SMB_4.3 | 17F02515G0 | Bellary_Block_1_INV_4 |  | 1000VDC 288A |  | 1 | SCB | Main Inventry | In Operation |  | Out of Warranty | STATCON Energia Private Limtied |  |  |  |  | STATCON Energia Private Limtied | Schneider Electric | 16IN 1OUT - Single Box Model | [5 empty] | Group Captive | HSEPL | Clean Solar Power Bellary Private Limited | Meera Corporation Kr | - | NA
BELLARY_BLOCK_1 | Bellary_Block_1_INV_4_SMB_4 | BLOCK_1_SMB_4.4 | 17F02509G0 | Bellary_Block_1_INV_4 |  | 1000VDC 288A |  | 1 | SCB | Main Inventry | In Operation |  | Out of Warranty | STATCON Energia Private Limtied |  |  |  |  | STATCON Energia Private Limtied | Schneider Electric | 16IN 1OUT - Single Box Model | [5 empty] | Group Captive | HSEPL | Clean Solar Power Bellary Private Limited | Meera Corporation Kr | - | NA
BELLARY_BLOCK_1 | Bellary_Block_1_INV_5_SMB_1 | BLOCK_1_SMB_5.1 | 17F02464G0 | Bellary_Block_1_INV_5 |  | 1000VDC 288A |  | 1 | SCB | Main Inventry | In Operation |  | Out of Warranty | STATCON Energia Private Limtied |  |  |  |  | STATCON Energia Private Limtied | Schneider Electric | 16IN 1OUT - Single Box Model | [5 empty] | Group Captive | HSEPL | Clean Solar Power Bellary Private Limited | Meera Corporation Kr | - | NA
BELLARY_BLOCK_1 | Bellary_Block_1_INV_5_SMB_2 | BLOCK_1_SMB_5.2 | 17F02434G0 | Bellary_Block_1_INV_5 |  | 1000VDC 288A |  | 1 | SCB | Main Inventry | In Operation |  | Out of Warranty | STATCON Energia Private Limtied |  |  |  |  | STATCON Energia Private Limtied | Schneider Electric | 16IN 1OUT - Single Box Model | [5 empty] | Group Captive | HSEPL | Clean Solar Power Bellary Private Limited | Meera Corporation Kr | - | NA
BELLARY_BLOCK_1 | Bellary_Block_1_INV_5_SMB_3 | BLOCK_1_SMB_5.3 | 17F02438G0 | Bellary_Block_1_INV_5 |  | 1000VDC 288A |  | 1 | SCB | Main Inventry | In Operation |  | Out of Warranty | STATCON Energia Private Limtied |  |  |  |  | STATCON Energia Private Limtied | Schneider Electric | 16IN 1OUT - Single Box Model | [5 empty] | Group Captive | HSEPL | Clean Solar Power Bellary Private Limited | Meera Corporation Kr | - | NA
BELLARY_BLOCK_1 | Bellary_Block_1_INV_5_SMB_4 | BLOCK_1_SMB_5.4 | 17F02474G0 | Bellary_Block_1_INV_5 |  | 1000VDC 288A |  | 1 | SCB | Main Inventry | In Operation |  | Out of Warranty | STATCON Energia Private Limtied |  |  |  |  | STATCON Energia Private Limtied | Schneider Electric | 16IN 1OUT - Single Box Model | [5 empty] | Group Captive | HSEPL | Clean Solar Power Bellary Private Limited | Meera Corporation Kr | - | NA
BELLARY_BLOCK_1 | Bellary_Block_1_INV_6_SMB_1 | BLOCK_1_SMB_6.1 | 17F02530G0 | Bellary_Block_1_INV_6 |  | 1000VDC 288A |  | 1 | SCB | Main Inventry | In Operation |  | Out of Warranty | STATCON Energia Private Limtied |  |  |  |  | STATCON Energia Private Limtied | Schneider Electric | 16IN 1OUT - Single Box Model | [5 empty] | Group Captive | HSEPL | Clean Solar Power Bellary Private Limited | Meera Corporation Kr | - | NA
BELLARY_BLOCK_1 | Bellary_Block_1_INV_6_SMB_2 | BLOCK_1_SMB_6.2 | 17F02510G0 | Bellary_Block_1_INV_6 |  | 1000VDC 288A |  | 1 | SCB | Main Inventry | In Operation |  | Out of Warranty | STATCON Energia Private Limtied |  |  |  |  | STATCON Energia Private Limtied | Schneider Electric | 16IN 1OUT - Single Box Model | [5 empty] | Group Captive | HSEPL | Clean Solar Power Bellary Private Limited | Meera Corporation Kr | - | NA
BELLARY_BLOCK_1 | Bellary_Block_1_INV_6_SMB_3 | BLOCK_1_SMB_6.3 | 17F02475G0 | Bellary_Block_1_INV_6 |  | 1000VDC 288A |  | 1 | SCB | Main Inventry | In Operation |  | Out of Warranty | STATCON Energia Private Limtied |  |  |  |  | STATCON Energia Private Limtied | Schneider Electric | 16IN 1OUT - Single Box Model | [5 empty] | Group Captive | HSEPL | Clean Solar Power Bellary Private Limited | Meera Corporation Kr | - | NA
BELLARY_BLOCK_1 | Bellary_Block_1_INV_6_SMB_4 | BLOCK_1_SMB_6.4 | 17F02441G0 | Bellary_Block_1_INV_6 |  | 1000VDC 288A |  | 1 | SCB | Main Inventry | In Operation |  | Out of Warranty | STATCON Energia Private Limtied |  |  |  |  | STATCON Energia Private Limtied | Schneider Electric | 16IN 1OUT - Single Box Model | [5 empty] | Group Captive | HSEPL | Clean Solar Power Bellary Private Limited | Meera Corporation Kr | - | NA
BELLARY_BLOCK_1 | Bellary_Block_1_INV_7_SMB_1 | BLOCK_1_SMB_7.1 | 17F02546G0 | Bellary_Block_1_INV_7 |  | 1000VDC 288A |  | 1 | SCB | Main Inventry | In Operation |  | Out of Warranty | STATCON Energia Private Limtied |  |  |  |  | STATCON Energia Private Limtied | Schneider Electric | 16IN 1OUT - Single Box Model | [5 empty] | Group Captive | HSEPL | Clean Solar Power Bellary Private Limited | Meera Corporation Kr | - | NA
BELLARY_BLOCK_1 | Bellary_Block_1_INV_7_SMB_2 | BLOCK_1_SMB_7.2 | 17F02442G0 | Bellary_Block_1_INV_7 |  | 1000VDC 288A |  | 1 | SCB | Main Inventry | In Operation |  | Out of Warranty | STATCON Energia Private Limtied |  |  |  |  | STATCON Energia Private Limtied | Schneider Electric | 16IN 1OUT - Single Box Model | [5 empty] | Group Captive | HSEPL | Clean Solar Power Bellary Private Limited | Meera Corporation Kr | - | NA
BELLARY_BLOCK_1 | Bellary_Block_1_INV_7_SMB_3 | BLOCK_1_SMB_7.3 | 17F02537G0 | Bellary_Block_1_INV_7 |  | 1000VDC 288A |  | 1 | SCB | Main Inventry | In Operation |  | Out of Warranty | STATCON Energia Private Limtied |  |  |  |  | STATCON Energia Private Limtied | Schneider Electric | 16IN 1OUT - Single Box Model | [5 empty] | Group Captive | HSEPL | Clean Solar Power Bellary Private Limited | Meera Corporation Kr | - | NA
BELLARY_BLOCK_1 | Bellary_Block_1_INV_7_SMB_4 | BLOCK_1_SMB_7.4 | 17F02460G0 | Bellary_Block_1_INV_7 |  | 1000VDC 288A |  | 1 | SCB | Main Inventry | In Operation |  | Out of Warranty | STATCON Energia Private Limtied |  |  |  |  | STATCON Energia Private Limtied | Schneider Electric | 16IN 1OUT - Single Box Model | [5 empty] | Group Captive | HSEPL | Clean Solar Power Bellary Private Limited | Meera Corporation Kr | - | NA
BELLARY_BLOCK_1 | Bellary_Block_1_INV_8_SMB_1 | BLOCK_1_SMB_8.1 | 17F02541G0 | Bellary_Block_1_INV_8 |  | 1000VDC 288A |  | 1 | SCB | Main Inventry | In Operation |  | Out of Warranty | STATCON Energia Private Limtied |  |  |  |  | STATCON Energia Private Limtied | Schneider Electric | 16IN 1OUT - Single Box Model | [5 empty] | Group Captive | HSEPL | Clean Solar Power Bellary Private Limited | Meera Corporation Kr | - | NA
BELLARY_BLOCK_1 | Bellary_Block_1_INV_8_SMB_2 | BLOCK_1_SMB_8.2 | 17F02437G0 | Bellary_Block_1_INV_8 |  | 1000VDC 288A |  | 1 | SCB | Main Inventry | In Operation |  | Out of Warranty | STATCON Energia Private Limtied |  |  |  |  | STATCON Energia Private Limtied | Schneider Electric | 16IN 1OUT - Single Box Model | [5 empty] | Group Captive | HSEPL | Clean Solar Power Bellary Private Limited | Meera Corporation Kr | - | NA
BELLARY_BLOCK_1 | Bellary_Block_1_INV_8_SMB_3 | BLOCK_1_SMB_8.3 | 17402 | Bellary_Block_1_INV_8 |  | 1000VDC 288A |  | 1 | SCB | Main Inventry | In Operation |  | Out of Warranty | STATCON Energia Private Limtied |  |  |  |  | STATCON Energia Private Limtied | Schneider Electric | 16IN 1OUT - Single Box Model | [5 empty] | Group Captive | HSEPL | Clean Solar Power Bellary Private Limited | Meera Corporation Kr | - | NA
BELLARY_BLOCK_1 | Bellary_Block_1_INV_8_SMB_4 | BLOCK_1_SMB_8.4 | 17F02494G0 | Bellary_Block_1_INV_8 |  | 1000VDC 288A |  | 1 | SCB | Main Inventry | In Operation |  | Out of Warranty | STATCON Energia Private Limtied |  |  |  |  | STATCON Energia Private Limtied | Schneider Electric | 16IN 1OUT - Single Box Model | [5 empty] | Group Captive | HSEPL | Clean Solar Power Bellary Private Limited | Meera Corporation Kr | - | NA
BELLARY_BLOCK_1 | BLOCK_1 INV1 M1 N1 ID-2 IP50 | MSAT_1 | - | BELLARY_BLOCK_1_MSAT_1 |  | 24VDC |  | 1 | MSAT |  | In Operation |  | In Warranty | Mahindra Susten |  |  |  |  | Mahindra Susten | Schneider Electric | MSAT200 | [5 empty] | Group Captive | HSEPL | Clean Solar Power Bellary Private Limited | Meera Corporation Kr | - | NA
BELLARY_BLOCK_1 | BLOCK_1 INV1 M2 N1 ID-3 IP50 | MSAT_2 | - | BELLARY_BLOCK_1_MSAT_2 |  | 24VDC |  | 1 | MSAT |  | In Operation |  | In Warranty | Mahindra Susten |  |  |  |  | Mahindra Susten | Schneider Electric | MSAT200 | [5 empty] | Group Captive | HSEPL | Clean Solar Power Bellary Private Limited | Meera Corporation Kr | - | NA
BELLARY_BLOCK_1 | BLOCK_1 INV1 M3 N1 ID-4 IP50 | MSAT_3 | - | BELLARY_BLOCK_1_MSAT_3 |  | 24VDC |  | 1 | MSAT |  | In Operation |  | In Warranty | Mahindra Susten |  |  |  |  | Mahindra Susten | Schneider Electric | MSAT200 | [5 empty] | Group Captive | HSEPL | Clean Solar Power Bellary Private Limited | Meera Corporation Kr | - | NA
BELLARY_BLOCK_1 | BLOCK_1 INV1 M4 N1 ID-5 IP50 | MSAT_4 | - | BELLARY_BLOCK_1_MSAT_4 |  | 24VDC |  | 1 | MSAT |  | In Operation |  | In Warranty | Mahindra Susten |  |  |  |  | Mahindra Susten | Schneider Electric | MSAT200 | [5 empty] | Group Captive | HSEPL | Clean Solar Power Bellary Private Limited | Meera Corporation Kr | - | NA
BELLARY_BLOCK_1 | BLOCK_1 INV1 M5 N1 ID-6 IP50 | MSAT_5 | - | BELLARY_BLOCK_1_MSAT_5 |  | 24VDC |  | 1 | MSAT |  | In Operation |  | In Warranty | Mahindra Susten |  |  |  |  | Mahindra Susten | Schneider Electric | MSAT200 | [5 empty] | Group Captive | HSEPL | Clean Solar Power Bellary Private Limited | Meera Corporation Kr | - | NA
BELLARY_BLOCK_1 | BLOCK_1 INV1 M6 N1 ID-7 IP50 | MSAT_6 | - | BELLARY_BLOCK_1_MSAT_6 |  | 24VDC |  | 1 | MSAT |  | In Operation |  | In Warranty | Mahindra Susten |  |  |  |  | Mahindra Susten | Schneider Electric | MSAT200 | [5 empty] | Group Captive | HSEPL | Clean Solar Power Bellary Private Limited | Meera Corporation Kr | - | NA
BELLARY_BLOCK_1 | BLOCK_1 INV1 M7 N1 ID-8 IP50 | MSAT_7 | - | BELLARY_BLOCK_1_MSAT_7 |  | 24VDC |  | 1 | MSAT |  | In Operation |  | In Warranty | Mahindra Susten |  |  |  |  | Mahindra Susten | Schneider Electric | MSAT200 | [5 empty] | Group Captive | HSEPL | Clean Solar Power Bellary Private Limited | Meera Corporation Kr | - | NA
BELLARY_BLOCK_1 | BLOCK_1 INV1 M8 N1 ID-9 IP50 | MSAT_8 | - | BELLARY_BLOCK_1_MSAT_8 |  | 24VDC |  | 1 | MSAT |  | In Operation |  | In Warranty | Mahindra Susten |  |  |  |  | Mahindra Susten | Schneider Electric | MSAT200 | [5 empty] | Group Captive | HSEPL | Clean Solar Power Bellary Private Limited | Meera Corporation Kr | - | NA
BELLARY_BLOCK_1 | BLOCK_1 INV1 M9 N1 ID-10 IP50 | MSAT_9 | - | BELLARY_BLOCK_1_MSAT_9 |  | 24VDC |  | 1 | MSAT |  | In Operation |  | In Warranty | Mahindra Susten |  |  |  |  | Mahindra Susten | Schneider Electric | MSAT200 | [5 empty] | Group Captive | HSEPL | Clean Solar Power Bellary Private Limited | Meera Corporation Kr | - | NA
BELLARY_BLOCK_1 | BLOCK_1 INV2 M10 N1 ID-11 IP50 | MSAT_10 | - | BELLARY_BLOCK_1_MSAT_10 |  | 24VDC |  | 1 | MSAT |  | In Operation |  | In Warranty | Mahindra Susten |  |  |  |  | Mahindra Susten | Schneider Electric | MSAT200 | [5 empty] | Group Captive | HSEPL | Clean Solar Power Bellary Private Limited | Meera Corporation Kr | - | NA
BELLARY_BLOCK_1 | BLOCK_1 INV2 M11 N1 ID-12 IP50 | MSAT_11 | - | BELLARY_BLOCK_1_MSAT_11 |  | 24VDC |  | 1 | MSAT |  | In Operation |  | In Warranty | Mahindra Susten |  |  |  |  | Mahindra Susten | Schneider Electric | MSAT200 | [5 empty] | Group Captive | HSEPL | Clean Solar Power Bellary Private Limited | Meera Corporation Kr | - | NA
BELLARY_BLOCK_1 | BLOCK_1 INV2 M12 N1 ID-13 IP50 | MSAT_12 | - | BELLARY_BLOCK_1_MSAT_12 |  | 24VDC |  | 1 | MSAT |  | In Operation |  | In Warranty | Mahindra Susten |  |  |  |  | Mahindra Susten | Schneider Electric | MSAT200 | [5 empty] | Group Captive | HSEPL | Clean Solar Power Bellary Private Limited | Meera Corporation Kr | - | NA
BELLARY_BLOCK_1 | BLOCK_1 INV2 M13 N1 ID-14 IP50 | MSAT_13 | - | BELLARY_BLOCK_1_MSAT_13 |  | 24VDC |  | 1 | MSAT |  | In Operation |  | In Warranty | Mahindra Susten |  |  |  |  | Mahindra Susten | Schneider Electric | MSAT200 | [5 empty] | Group Captive | HSEPL | Clean Solar Power Bellary Private Limited | Meera Corporation Kr | - | NA
BELLARY_BLOCK_1 | BLOCK_1 INV2 M14 N1 ID-15 IP50 | MSAT_14 | - | BELLARY_BLOCK_1_MSAT_14 |  | 24VDC |  | 1 | MSAT |  | In Operation |  | In Warranty | Mahindra Susten |  |  |  |  | Mahindra Susten | Schneider Electric | MSAT200 | [5 empty] | Group Captive | HSEPL | Clean Solar Power Bellary Private Limited | Meera Corporation Kr | - | NA
BELLARY_BLOCK_1 | BLOCK_1 INV2 M15 N1 ID-16 IP50 | MSAT_15 | - | BELLARY_BLOCK_1_MSAT_15 |  | 24VDC |  | 1 | MSAT |  | In Operation |  | In Warranty | Mahindra Susten |  |  |  |  | Mahindra Susten | Schneider Electric | MSAT200 | [5 empty] | Group Captive | HSEPL | Clean Solar Power Bellary Private Limited | Meera Corporation Kr | - | NA
BELLARY_BLOCK_1 | BLOCK_1 INV3 M16 N1 ID-17 IP50 | MSAT_16 | - | BELLARY_BLOCK_1_MSAT_16 |  | 24VDC |  | 1 | MSAT |  | In Operation |  | In Warranty | Mahindra Susten |  |  |  |  | Mahindra Susten | Schneider Electric | MSAT200 | [5 empty] | Group Captive | HSEPL | Clean Solar Power Bellary Private Limited | Meera Corporation Kr | - | NA
BELLARY_BLOCK_1 | BLOCK_1 INV3 M17 N1 ID-18 IP50 | MSAT_17 | - | BELLARY_BLOCK_1_MSAT_17 |  | 24VDC |  | 1 | MSAT |  | In Operation |  | In Warranty | Mahindra Susten |  |  |  |  | Mahindra Susten | Schneider Electric | MSAT200 | [5 empty] | Group Captive | HSEPL | Clean Solar Power Bellary Private Limited | Meera Corporation Kr | - | NA
BELLARY_BLOCK_1 | BLOCK_1 INV3 M18 N1 ID-19 IP50 | MSAT_18 | - | BELLARY_BLOCK_1_MSAT_18 |  | 24VDC |  | 1 | MSAT |  | In Operation |  | In Warranty | Mahindra Susten |  |  |  |  | Mahindra Susten | Schneider Electric | MSAT200 | [5 empty] | Group Captive | HSEPL | Clean Solar Power Bellary Private Limited | Meera Corporation Kr | - | NA
BELLARY_BLOCK_1 | BLOCK_1 INV2 M19 N1 ID-20 IP50 | MSAT_19 | - | BELLARY_BLOCK_1_MSAT_19 |  | 24VDC |  | 1 | MSAT |  | In Operation |  | In Warranty | Mahindra Susten |  |  |  |  | Mahindra Susten | Schneider Electric | MSAT200 | [5 empty] | Group Captive | HSEPL | Clean Solar Power Bellary Private Limited | Meera Corporation Kr | - | NA
BELLARY_BLOCK_1 | BLOCK_1 INV2 M20 N1 ID-21 IP50 | MSAT_20 | - | BELLARY_BLOCK_1_MSAT_20 |  | 24VDC |  | 1 | MSAT |  | In Operation |  | In Warranty | Mahindra Susten |  |  |  |  | Mahindra Susten | Schneider Electric | MSAT200 | [5 empty] | Group Captive | HSEPL | Clean Solar Power Bellary Private Limited | Meera Corporation Kr | - | NA
BELLARY_BLOCK_1 | BLOCK_1 INV3 M21 N1 ID-22 IP50 | MSAT_21 | - | BELLARY_BLOCK_1_MSAT_21 |  | 24VDC |  | 1 | MSAT |  | In Operation |  | In Warranty | Mahindra Susten |  |  |  |  | Mahindra Susten | Schneider Electric | MSAT200 | [5 empty] | Group Captive | HSEPL | Clean Solar Power Bellary Private Limited | Meera Corporation Kr | - | NA
BELLARY_BLOCK_1 | BLOCK_1 INV3 M22 N1 ID-23 IP50 | MSAT_22 | - | BELLARY_BLOCK_1_MSAT_22 |  | 24VDC |  | 1 | MSAT |  | In Operation |  | In Warranty | Mahindra Susten |  |  |  |  | Mahindra Susten | Schneider Electric | MSAT200 | [5 empty] | Group Captive | HSEPL | Clean Solar Power Bellary Private Limited | Meera Corporation Kr | - | NA
BELLARY_BLOCK_1 | BLOCK_1 INV3 M23 N1 ID-24 IP50 | MSAT_23 | - | BELLARY_BLOCK_1_MSAT_23 |  | 24VDC |  | 1 | MSAT |  | In Operation |  | In Warranty | Mahindra Susten |  |  |  |  | Mahindra Susten | Schneider Electric | MSAT200 | [5 empty] | Group Captive | HSEPL | Clean Solar Power Bellary Private Limited | Meera Corporation Kr | - | NA
BELLARY_BLOCK_1 | BLOCK_1 INV3 M24 N1 ID-25 IP50 | MSAT_24 | - | BELLARY_BLOCK_1_MSAT_24 |  | 24VDC |  | 1 | MSAT |  | In Operation |  | In Warranty | Mahindra Susten |  |  |  |  | Mahindra Susten | Schneider Electric | MSAT200 | [5 empty] | Group Captive | HSEPL | Clean Solar Power Bellary Private Limited | Meera Corporation Kr | - | NA
BELLARY_BLOCK_1 | BLOCK_1 INV3 M25 N1 ID-26 IP50 | MSAT_25 | - | BELLARY_BLOCK_1_MSAT_25 |  | 24VDC |  | 1 | MSAT |  | In Operation |  | In Warranty | Mahindra Susten |  |  |  |  | Mahindra Susten | Schneider Electric | MSAT200 | [5 empty] | Group Captive | HSEPL | Clean Solar Power Bellary Private Limited | Meera Corporation Kr | - | NA
BELLARY_BLOCK_1 | BLOCK_1 INV4 M46 N1 ID-27 IP50 | MSAT_46 | - | BELLARY_BLOCK_1_MSAT_46 |  | 24VDC |  | 1 | MSAT |  | In Operation |  | In Warranty | Mahindra Susten |  |  |  |  | Mahindra Susten | Schneider Electric | MSAT200 | [5 empty] | Group Captive | HSEPL | Clean Solar Power Bellary Private Limited | Meera Corporation Kr | - | NA
BELLARY_BLOCK_1 | BLOCK_1 INV4 M47 N1 ID-28 IP50 | MSAT_47 | - | BELLARY_BLOCK_1_MSAT_47 |  | 24VDC |  | 1 | MSAT |  | In Operation |  | In Warranty | Mahindra Susten |  |  |  |  | Mahindra Susten | Schneider Electric | MSAT200 | [5 empty] | Group Captive | HSEPL | Clean Solar Power Bellary Private Limited | Meera Corporation Kr | - | NA
BELLARY_BLOCK_1 | BLOCK_1 INV4 M48 N1 ID-29 IP50 | MSAT_48 | - | BELLARY_BLOCK_1_MSAT_48 |  | 24VDC |  | 1 | MSAT |  | In Operation |  | In Warranty | Mahindra Susten |  |  |  |  | Mahindra Susten | Schneider Electric | MSAT200 | [5 empty] | Group Captive | HSEPL | Clean Solar Power Bellary Private Limited | Meera Corporation Kr | - | NA
BELLARY_BLOCK_1 | BLOCK_1 INV4 M49 N1 ID-30 IP50 | MSAT_49 | - | BELLARY_BLOCK_1_MSAT_49 |  | 24VDC |  | 1 | MSAT |  | In Operation |  | In Warranty | Mahindra Susten |  |  |  |  | Mahindra Susten | Schneider Electric | MSAT200 | [5 empty] | Group Captive | HSEPL | Clean Solar Power Bellary Private Limited | Meera Corporation Kr | - | NA
BELLARY_BLOCK_1 | BLOCK_1 INV4 M50 N1 ID-31 IP50 | MSAT_50 | - | BELLARY_BLOCK_1_MSAT_50 |  | 24VDC |  | 1 | MSAT |  | In Operation |  | In Warranty | Mahindra Susten |  |  |  |  | Mahindra Susten | Schneider Electric | MSAT200 | [5 empty] | Group Captive | HSEPL | Clean Solar Power Bellary Private Limited | Meera Corporation Kr | - | NA
BELLARY_BLOCK_1 | BLOCK_1 INV4 M51 N1 ID-32 IP50 | MSAT_51 | - | BELLARY_BLOCK_1_MSAT_51 |  | 24VDC |  | 1 | MSAT |  | In Operation |  | In Warranty | Mahindra Susten |  |  |  |  | Mahindra Susten | Schneider Electric | MSAT200 | [5 empty] | Group Captive | HSEPL | Clean Solar Power Bellary Private Limited | Meera Corporation Kr | - | NA
BELLARY_BLOCK_1 | BLOCK_1 INV4 M52 N1 ID-33 IP50 | MSAT_52 | - | BELLARY_BLOCK_1_MSAT_52 |  | 24VDC |  | 1 | MSAT |  | In Operation |  | In Warranty | Mahindra Susten |  |  |  |  | Mahindra Susten | Schneider Electric | MSAT200 | [5 empty] | Group Captive | HSEPL | Clean Solar Power Bellary Private Limited | Meera Corporation Kr | - | NA
BELLARY_BLOCK_1 | BLOCK_1 INV4 M53 N1 ID-34 IP50 | MSAT_53 | - | BELLARY_BLOCK_1_MSAT_53 |  | 24VDC |  | 1 | MSAT |  | In Operation |  | In Warranty | Mahindra Susten |  |  |  |  | Mahindra Susten | Schneider Electric | MSAT200 | [5 empty] | Group Captive | HSEPL | Clean Solar Power Bellary Private Limited | Meera Corporation Kr | - | NA
BELLARY_BLOCK_1 | BLOCK_1 INV5 M54 N1 ID-35 IP50 | MSAT_54 | - | BELLARY_BLOCK_1_MSAT_54 |  | 24VDC |  | 1 | MSAT |  | In Operation |  | In Warranty | Mahindra Susten |  |  |  |  | Mahindra Susten | Schneider Electric | MSAT200 | [5 empty] | Group Captive | HSEPL | Clean Solar Power Bellary Private Limited | Meera Corporation Kr | - | NA
BELLARY_BLOCK_1 | BLOCK_1 INV5 M55 N1 ID-36 IP50 | MSAT_55 | - | BELLARY_BLOCK_1_MSAT_55 |  | 24VDC |  | 1 | MSAT |  | In Operation |  | In Warranty | Mahindra Susten |  |  |  |  | Mahindra Susten | Schneider Electric | MSAT200 | [5 empty] | Group Captive | HSEPL | Clean Solar Power Bellary Private Limited | Meera Corporation Kr | - | NA
BELLARY_BLOCK_1 | BLOCK_1 INV5 M56 N1 ID-37 IP50 | MSAT_56 | - | BELLARY_BLOCK_1_MSAT_56 |  | 24VDC |  | 1 | MSAT |  | In Operation |  | In Warranty | Mahindra Susten |  |  |  |  | Mahindra Susten | Schneider Electric | MSAT200 | [5 empty] | Group Captive | HSEPL | Clean Solar Power Bellary Private Limited | Meera Corporation Kr | - | NA
BELLARY_BLOCK_1 | BLOCK_1 INV5 M57 N1 ID-38 IP50 | MSAT_57 | - | BELLARY_BLOCK_1_MSAT_57 |  | 24VDC |  | 1 | MSAT |  | In Operation |  | In Warranty | Mahindra Susten |  |  |  |  | Mahindra Susten | Schneider Electric | MSAT200 | [5 empty] | Group Captive | HSEPL | Clean Solar Power Bellary Private Limited | Meera Corporation Kr | - | NA
BELLARY_BLOCK_1 | BLOCK_1 INV5 M58 N1 ID-39 IP50 | MSAT_58 | - | BELLARY_BLOCK_1_MSAT_58 |  | 24VDC |  | 1 | MSAT |  | In Operation |  | In Warranty | Mahindra Susten |  |  |  |  | Mahindra Susten | Schneider Electric | MSAT200 | [5 empty] | Group Captive | HSEPL | Clean Solar Power Bellary Private Limited | Meera Corporation Kr | - | NA
BELLARY_BLOCK_1 | BLOCK_1 INV7 M59 N1 ID-45 IP50 | MSAT_59 | - | BELLARY_BLOCK_1_MSAT_59 |  | 24VDC |  | 1 | MSAT |  | In Operation |  | In Warranty | Mahindra Susten |  |  |  |  | Mahindra Susten | Schneider Electric | MSAT200 | [5 empty] | Group Captive | HSEPL | Clean Solar Power Bellary Private Limited | Meera Corporation Kr | - | NA
BELLARY_BLOCK_1 | BLOCK_1 INV7 M60 N1 ID-44 IP50 | MSAT_60 | - | BELLARY_BLOCK_1_MSAT_60 |  | 24VDC |  | 1 | MSAT |  | In Operation |  | In Warranty | Mahindra Susten |  |  |  |  | Mahindra Susten | Schneider Electric | MSAT200 | [5 empty] | Group Captive | HSEPL | Clean Solar Power Bellary Private Limited | Meera Corporation Kr | - | NA
BELLARY_BLOCK_1 | BLOCK_1 INV7 M61 N1 ID-43 IP50 | MSAT_61 | - | BELLARY_BLOCK_1_MSAT_61 |  | 24VDC |  | 1 | MSAT |  | In Operation |  | In Warranty | Mahindra Susten |  |  |  |  | Mahindra Susten | Schneider Electric | MSAT200 | [5 empty] | Group Captive | HSEPL | Clean Solar Power Bellary Private Limited | Meera Corporation Kr | - | NA
BELLARY_BLOCK_1 | BLOCK_1 INV7 M62 N1 ID-42 IP50 | MSAT_62 | - | BELLARY_BLOCK_1_MSAT_62 |  | 24VDC |  | 1 | MSAT |  | In Operation |  | In Warranty | Mahindra Susten |  |  |  |  | Mahindra Susten | Schneider Electric | MSAT200 | [5 empty] | Group Captive | HSEPL | Clean Solar Power Bellary Private Limited | Meera Corporation Kr | - | NA
BELLARY_BLOCK_1 | BLOCK_1 INV7 M63 N1 ID-41 IP50 | MSAT_63 | - | BELLARY_BLOCK_1_MSAT_63 |  | 24VDC |  | 1 | MSAT |  | In Operation |  | In Warranty | Mahindra Susten |  |  |  |  | Mahindra Susten | Schneider Electric | MSAT200 | [5 empty] | Group Captive | HSEPL | Clean Solar Power Bellary Private Limited | Meera Corporation Kr | - | NA
BELLARY_BLOCK_1 | BLOCK_1 INV7 M64 N1 ID-40 IP50 | MSAT_64 | - | BELLARY_BLOCK_1_MSAT_64 |  | 24VDC |  | 1 | MSAT |  | In Operation |  | In Warranty | Mahindra Susten |  |  |  |  | Mahindra Susten | Schneider Electric | MSAT200 | [5 empty] | Group Captive | HSEPL | Clean Solar Power Bellary Private Limited | Meera Corporation Kr | - | NA
BELLARY_BLOCK_1 | BLOCK_1 INV7 M65 N3 ID-2 IP60 | MSAT_65 | - | BELLARY_BLOCK_1_MSAT_65 |  | 24VDC |  | 1 | MSAT |  | In Operation |  | In Warranty | Mahindra Susten |  |  |  |  | Mahindra Susten | Schneider Electric | MSAT200 | [5 empty] | Group Captive | HSEPL | Clean Solar Power Bellary Private Limited | Meera Corporation Kr | - | NA
BELLARY_BLOCK_1 | BLOCK_1 INV7 M66 N3 ID-3 IP60 | MSAT_66 | - | BELLARY_BLOCK_1_MSAT_66 |  | 24VDC |  | 1 | MSAT |  | In Operation |  | In Warranty | Mahindra Susten |  |  |  |  | Mahindra Susten | Schneider Electric | MSAT200 | [5 empty] | Group Captive | HSEPL | Clean Solar Power Bellary Private Limited | Meera Corporation Kr | - | NA
BELLARY_BLOCK_1 | BLOCK_1 INV7 M67 N3 ID-4 IP60 | MSAT_67 | - | BELLARY_BLOCK_1_MSAT_67 |  | 24VDC |  | 1 | MSAT |  | In Operation |  | In Warranty | Mahindra Susten |  |  |  |  | Mahindra Susten | Schneider Electric | MSAT200 | [5 empty] | Group Captive | HSEPL | Clean Solar Power Bellary Private Limited | Meera Corporation Kr | - | NA
BELLARY_BLOCK_1 | BLOCK_1 INV8 M68 N3 ID-5 IP60 | MSAT_68 | - | BELLARY_BLOCK_1_MSAT_68 |  | 24VDC |  | 1 | MSAT |  | In Operation |  | In Warranty | Mahindra Susten |  |  |  |  | Mahindra Susten | Schneider Electric | MSAT200 | [5 empty] | Group Captive | HSEPL | Clean Solar Power Bellary Private Limited | Meera Corporation Kr | - | NA
BELLARY_BLOCK_1 | BLOCK_1 INV8 M69 N3 ID-6 IP60 | MSAT_69 | - | BELLARY_BLOCK_1_MSAT_69 |  | 24VDC |  | 1 | MSAT |  | In Operation |  | In Warranty | Mahindra Susten |  |  |  |  | Mahindra Susten | Schneider Electric | MSAT200 | [5 empty] | Group Captive | HSEPL | Clean Solar Power Bellary Private Limited | Meera Corporation Kr | - | NA
BELLARY_BLOCK_1 | BLOCK_1 INV8 M70 N3 ID-7 IP60 | MSAT_70 | - | BELLARY_BLOCK_1_MSAT_70 |  | 24VDC |  | 1 | MSAT |  | In Operation |  | In Warranty | Mahindra Susten |  |  |  |  | Mahindra Susten | Schneider Electric | MSAT200 | [5 empty] | Group Captive | HSEPL | Clean Solar Power Bellary Private Limited | Meera Corporation Kr | - | NA
BELLARY_BLOCK_1 | BLOCK_1 INV5 M87 N2 ID-38 IP55 | MSAT_87 | - | BELLARY_BLOCK_1_MSAT_87 |  | 24VDC |  | 1 | MSAT |  | In Operation |  | In Warranty | Mahindra Susten |  |  |  |  | Mahindra Susten | Schneider Electric | MSAT200 | [5 empty] | Group Captive | HSEPL | Clean Solar Power Bellary Private Limited | Meera Corporation Kr | - | NA
BELLARY_BLOCK_1 | BLOCK_1 INV5 M88 N2 ID-39 IP55 | MSAT_88 | - | BELLARY_BLOCK_1_MSAT_88 |  | 24VDC |  | 1 | MSAT |  | In Operation |  | In Warranty | Mahindra Susten |  |  |  |  | Mahindra Susten | Schneider Electric | MSAT200 | [5 empty] | Group Captive | HSEPL | Clean Solar Power Bellary Private Limited | Meera Corporation Kr | - | NA
BELLARY_BLOCK_1 | BLOCK_1 INV5 M89 N2 ID-40 IP55 | MSAT_89 | - | BELLARY_BLOCK_1_MSAT_89 |  | 24VDC |  | 1 | MSAT |  | In Operation |  | In Warranty | Mahindra Susten |  |  |  |  | Mahindra Susten | Schneider Electric | MSAT200 | [5 empty] | Group Captive | HSEPL | Clean Solar Power Bellary Private Limited | Meera Corporation Kr | - | NA
BELLARY_BLOCK_1 | BLOCK_1 INV6 M90 N2 ID-41 IP55 | MSAT_90 | - | BELLARY_BLOCK_1_MSAT_90 |  | 24VDC |  | 1 | MSAT |  | In Operation |  | In Warranty | Mahindra Susten |  |  |  |  | Mahindra Susten | Schneider Electric | MSAT200 | [5 empty] | Group Captive | HSEPL | Clean Solar Power Bellary Private Limited | Meera Corporation Kr | - | NA
BELLARY_BLOCK_1 | BLOCK_1 INV6 M91 N2 ID-42 IP55 | MSAT_91 | - | BELLARY_BLOCK_1_MSAT_91 |  | 24VDC |  | 1 | MSAT |  | In Operation |  | In Warranty | Mahindra Susten |  |  |  |  | Mahindra Susten | Schneider Electric | MSAT200 | [5 empty] | Group Captive | HSEPL | Clean Solar Power Bellary Private Limited | Meera Corporation Kr | - | NA
BELLARY_BLOCK_1 | BLOCK_1 INV6 M92 N2 ID-43 IP55 | MSAT_92 | - | BELLARY_BLOCK_1_MSAT_92 |  | 24VDC |  | 1 | MSAT |  | In Operation |  | In Warranty | Mahindra Susten |  |  |  |  | Mahindra Susten | Schneider Electric | MSAT200 | [5 empty] | Group Captive | HSEPL | Clean Solar Power Bellary Private Limited | Meera Corporation Kr | - | NA
BELLARY_BLOCK_1 | BLOCK_1 INV6 M103 N2 ID-67 IP55 | MSAT_103 | - | BELLARY_BLOCK_1_MSAT_103 |  | 24VDC |  | 1 | MSAT |  | In Operation |  | In Warranty | Mahindra Susten |  |  |  |  | Mahindra Susten | Schneider Electric | MSAT200 | [5 empty] | Group Captive | HSEPL | Clean Solar Power Bellary Private Limited | Meera Corporation Kr | - | NA
BELLARY_BLOCK_1 | BLOCK_1 INV6 M104 N2 ID-66 IP55 | MSAT_104 | - | BELLARY_BLOCK_1_MSAT_104 |  | 24VDC |  | 1 | MSAT |  | In Operation |  | In Warranty | Mahindra Susten |  |  |  |  | Mahindra Susten | Schneider Electric | MSAT200 | [5 empty] | Group Captive | HSEPL | Clean Solar Power Bellary Private Limited | Meera Corporation Kr | - | NA
BELLARY_BLOCK_1 | BLOCK_1 INV6 M105 N2 ID-65 IP55 | MSAT_105 | - | BELLARY_BLOCK_1_MSAT_105 |  | 24VDC |  | 1 | MSAT |  | In Operation |  | In Warranty | Mahindra Susten |  |  |  |  | Mahindra Susten | Schneider Electric | MSAT200 | [5 empty] | Group Captive | HSEPL | Clean Solar Power Bellary Private Limited | Meera Corporation Kr | - | NA
BELLARY_BLOCK_1 | BLOCK_1 INV6 M106 N2 ID-64 IP55 | MSAT_106 | - | BELLARY_BLOCK_1_MSAT_106 |  | 24VDC |  | 1 | MSAT |  | In Operation |  | In Warranty | Mahindra Susten |  |  |  |  | Mahindra Susten | Schneider Electric | MSAT200 | [5 empty] | Group Captive | HSEPL | Clean Solar Power Bellary Private Limited | Meera Corporation Kr | - | NA
BELLARY_BLOCK_1 | BLOCK_1 INV6 M107 N2 ID-63 IP55 | MSAT_107 | - | BELLARY_BLOCK_1_MSAT_107 |  | 24VDC |  | 1 | MSAT |  | In Operation |  | In Warranty | Mahindra Susten |  |  |  |  | Mahindra Susten | Schneider Electric | MSAT200 | [5 empty] | Group Captive | HSEPL | Clean Solar Power Bellary Private Limited | Meera Corporation Kr | - | NA
BELLARY_BLOCK_1 | BLOCK_1 INV8 M117 N3 ID-8 IP60 | MSAT_117 | - | BELLARY_BLOCK_1_MSAT_117 |  | 24VDC |  | 1 | MSAT |  | In Operation |  | In Warranty | Mahindra Susten |  |  |  |  | Mahindra Susten | Schneider Electric | MSAT200 | [5 empty] | Group Captive | HSEPL | Clean Solar Power Bellary Private Limited | Meera Corporation Kr | - | NA
BELLARY_BLOCK_1 | BLOCK_1 INV8 M118 N3 ID-9 IP60 | MSAT_118 | - | BELLARY_BLOCK_1_MSAT_118 |  | 24VDC |  | 1 | MSAT |  | In Operation |  | In Warranty | Mahindra Susten |  |  |  |  | Mahindra Susten | Schneider Electric | MSAT200 | [5 empty] | Group Captive | HSEPL | Clean Solar Power Bellary Private Limited | Meera Corporation Kr | - | NA
BELLARY_BLOCK_1 | BLOCK_1 INV8 M119 N3 ID-10 IP60 | MSAT_119 | - | BELLARY_BLOCK_1_MSAT_119 |  | 24VDC |  | 1 | MSAT |  | In Operation |  | In Warranty | Mahindra Susten |  |  |  |  | Mahindra Susten | Schneider Electric | MSAT200 | [5 empty] | Group Captive | HSEPL | Clean Solar Power Bellary Private Limited | Meera Corporation Kr | - | NA
BELLARY_BLOCK_1 | BLOCK_1 INV8 M120 N3 ID-11 IP60 | MSAT_120 | - | BELLARY_BLOCK_1_MSAT_120 |  | 24VDC |  | 1 | MSAT |  | In Operation |  | In Warranty | Mahindra Susten |  |  |  |  | Mahindra Susten | Schneider Electric | MSAT200 | [5 empty] | Group Captive | HSEPL | Clean Solar Power Bellary Private Limited | Meera Corporation Kr | - | NA
BELLARY_BLOCK_1 | BLOCK_1 INV8 M121 N3 ID-12 IP60 | MSAT_121 | - | BELLARY_BLOCK_1_MSAT_121 |  | 24VDC |  | 1 | MSAT |  | In Operation |  | In Warranty | Mahindra Susten |  |  |  |  | Mahindra Susten | Schneider Electric | MSAT200 | [5 empty] | Group Captive | HSEPL | Clean Solar Power Bellary Private Limited | Meera Corporation Kr | - | NA
BELLARY_BLOCK_1 | BLOCK_1 Trackers | Actuators | - | Bellary_Block_1 |  | 24VDC |  | 298 | Tracker |  | In Operation |  | In Warranty | Wuxi Hongba Mechanical Electrical Equipment Co., Ltd |  |  |  |  | Wuxi Hongba Mechanical Electrical Equipment Co., Ltd | Schneider Electric | HB-DJ 828 | [5 empty] | Group Captive | HSEPL | Clean Solar Power Bellary Private Limited | Meera Corporation Kr | - | NA
BELLARY_BLOCK_1 | BLOCK_1 Pyronometer | SMP10 | 173044 | BELLARY_BLOCK_1 |  | 24VDC |  | 1 | POA_Radiation_Sensor |  | In Operation |  | Out of Warranty | KIPP & ZONEN |  |  |  |  | KIPP & ZONEN | Schneider Electric | SMP10 | [5 empty] | Group Captive | HSEPL | Clean Solar Power Bellary Private Limited | Meera Corporation Kr | - | NA
BELLARY_BLOCK_2 | Bellary_Block_2_IDT_1 | Inverter Transformers | TBI/8255995/7 | Bellary_Block_2 |  |  | 2.8 MVA,11KV/380V, | 1 | Transformer | Main Inventry | In Operation |  | Out of Warranty | Schneider |  |  |  |  | Schneider | Schneider Electric | - | [5 empty] | Group Captive | HSEPL | Clean Solar Power Bellary Private Limited | Meera Corporation Kr | 2023-02-11 | 12
BELLARY_BLOCK_2 | Bellary_Block_2_IDT_2 | Inverter Transformers | TBI/8255995/3 | Bellary_Block_2 |  |  | 2.8 MVA,11KV/380V, | 1 | Transformer | Main Inventry | In Operation |  | Out of Warranty | Schneider |  |  |  |  | Schneider | Schneider Electric | - | [5 empty] | Group Captive | HSEPL | Clean Solar Power Bellary Private Limited | Meera Corporation Kr | 2023-02-11 | 12
BELLARY_BLOCK_2 | Bellary_Block_2_ACDB | ACDB | 101717400347 | Bellary_Block_2_ACDB |  |  | 433v / 200/1 A | 1 | ACDB | Main Inventry | In Operation |  | Out of Warranty | Schneider |  |  |  |  | Schneider | Schneider Electric | - | [5 empty] | Group Captive | HSEPL | Clean Solar Power Bellary Private Limited | Meera Corporation Kr | - | NA
BELLARY_BLOCK_2 | Bellary_Block_2_Aux_Trafo | Aux Trafo | 0217/13218 | Bellary_Block_2 |  |  | 440, 5 KVA | 1 | Transformer | Main Inventry | In Operation |  | Out of Warranty | Shivalic |  |  |  |  | Shivalic | Schneider Electric | - | [5 empty] | Group Captive | HSEPL | Clean Solar Power Bellary Private Limited | Meera Corporation Kr | 2023-02-28 | 12
BELLARY_BLOCK_2 | Bellary_Block_2_UPS | UPS | I2k32ua2066 | BELLARY_BLOCK_2 |  | 36VDC/26Ah | 3KVA 220,230,240V | 1 | UPS | Main Inventry | In Operation |  | Out of Warranty | EATON |  |  |  |  | EATON | Schneider Electric | - | [5 empty] | Group Captive | HSEPL | Clean Solar Power Bellary Private Limited | Meera Corporation Kr | - | NA
BELLARY_BLOCK_2 | Bellary_Block_2_RMU_1 | RMU | FBX171607 | BELLARY_BLOCK_2 |  |  | 12KV, 570 Amps | 1 | RMU | Main Inventry | In Operation |  | Out of Warranty | Schneider |  |  |  |  | Schneider | Schneider Electric | - | [5 empty] | Group Captive | HSEPL | Clean Solar Power Bellary Private Limited | Meera Corporation Kr | 2023-02-28 | 12
BELLARY_BLOCK_2 | Bellary_Block_2_INV_1 | Inverter-1 | BBU21722000127 | Bellary_Block_2 | 732.48 | 784 kW DC-1000V, 1280A | AC- 680kva /OP-380,1040A | 1 | Inverter | Main Inventry | In Operation |  | Out of Warranty | Schneider |  |  |  |  | Schneider | Schneider Electric | Conextcore XC 680 | [5 empty] | Group Captive | HSEPL | Clean Solar Power Bellary Private Limited | Meera Corporation Kr | - | NA
BELLARY_BLOCK_2 | Bellary_Block_2_INV_2 | Inverter-2 | BBU21722000496 | Bellary_Block_2 | 725.76 | 784 kW DC-1000V, 1280A | AC- 680kva /OP-380,1040A | 1 | Inverter | Main Inventry | In Operation |  | Out of Warranty | Schneider |  |  |  |  | Schneider | Schneider Electric | Conextcore XC 680 | [5 empty] | Group Captive | HSEPL | Clean Solar Power Bellary Private Limited | Meera Corporation Kr | - | NA
BELLARY_BLOCK_2 | Bellary_Block_2_INV_3 | Inverter-3 | BBU21722000137 | Bellary_Block_2 | 725.76 | 784 kW DC-1000V, 1280A | AC- 680kva /OP-380,1040A | 1 | Inverter | Main Inventry | In Operation |  | Out of Warranty | Schneider |  |  |  |  | Schneider | Schneider Electric | Conextcore XC 680 | [5 empty] | Group Captive | HSEPL | Clean Solar Power Bellary Private Limited | Meera Corporation Kr | - | NA
BELLARY_BLOCK_2 | Bellary_Block_2_INV_4 | Inverter-4 | BBU21722000495 | Bellary_Block_2 | 725.76 | 784 kW DC-1000V, 1280A | AC- 680kva /OP-380,1040A | 1 | Inverter | Main Inventry | In Operation |  | Out of Warranty | Schneider |  |  |  |  | Schneider | Schneider Electric | Conextcore XC 680 | [5 empty] | Group Captive | HSEPL | Clean Solar Power Bellary Private Limited | Meera Corporation Kr | - | NA
BELLARY_BLOCK_2 | Bellary_Block_2_INV_5 | Inverter-5 | BBU21723000401 | Bellary_Block_2 | 725.76 | 784 kW DC-1000V, 1280A | AC- 680kva /OP-380,1040A | 1 | Inverter | Main Inventry | In Operation |  | Out of Warranty | Schneider |  |  |  |  | Schneider | Schneider Electric | Conextcore XC 680 | [5 empty] | Group Captive | HSEPL | Clean Solar Power Bellary Private Limited | Meera Corporation Kr | - | NA
BELLARY_BLOCK_2 | Bellary_Block_2_INV_6 | Inverter-6 | BBU21723000399 | Bellary_Block_2 | 725.76 | 784 kW DC-1000V, 1280A | AC- 680kva /OP-380,1040A | 1 | Inverter | Main Inventry | In Operation |  | Out of Warranty | Schneider |  |  |  |  | Schneider | Schneider Electric | Conextcore XC 680 | [5 empty] | Group Captive | HSEPL | Clean Solar Power Bellary Private Limited | Meera Corporation Kr | - | NA
BELLARY_BLOCK_2 | Bellary_Block_2_INV_7 | Inverter-7 | BBU21723000289 | Bellary_Block_2 | 725.76 | 784 kW DC-1000V, 1280A | AC- 680kva /OP-380,1040A | 1 | Inverter | Main Inventry | In Operation |  | Out of Warranty | Schneider |  |  |  |  | Schneider | Schneider Electric | Conextcore XC 680 | [5 empty] | Group Captive | HSEPL | Clean Solar Power Bellary Private Limited | Meera Corporation Kr | - | NA
BELLARY_BLOCK_2 | Bellary_Block_2_INV_8 | Inverter-8 | BBU21723000175 | Bellary_Block_2 | 737.1 | 784 kW DC-1000V, 1280A | AC- 680kva /OP-380,1040A | 1 | Inverter | Main Inventry | In Operation |  | Out of Warranty | Schneider |  |  |  |  | Schneider | Schneider Electric | Conextcore XC 680 | [5 empty] | Group Captive | HSEPL | Clean Solar Power Bellary Private Limited | Meera Corporation Kr | - | NA
BELLARY_BLOCK_2 | Bellary_Block_2_DC Fuse Box_1 | DC Fuse Box_1 | ALAPL-0054-2017-18/SL.006 | Bellary_Block_2_INV1 |  | 1000VDC 500A |  | 1 | DC Fuse Box | Main Inventry | In Operation |  | Out of Warranty | Adarsha |  |  |  |  | Adarsha | Schneider Electric | - | [5 empty] | Group Captive | HSEPL | Clean Solar Power Bellary Private Limited | Meera Corporation Kr | - | NA
BELLARY_BLOCK_2 | Bellary_Block_2_DC Fuse Box_2 | DC Fuse Box_2 | ALAPL-0054-2017-18/SL.019 | Bellary_Block_2_INV2 |  | 1000VDC 500A |  | 1 | DC Fuse Box | Main Inventry | In Operation |  | Out of Warranty | Adarsha |  |  |  |  | Adarsha | Schneider Electric | - | [5 empty] | Group Captive | HSEPL | Clean Solar Power Bellary Private Limited | Meera Corporation Kr | - | NA
BELLARY_BLOCK_2 | Bellary_Block_2_DC Fuse Box_3 | DC Fuse Box_3 | ALAPL-0054-2017-18/SL.016 | Bellary_Block_2_INV3 |  | 1000VDC 500A |  | 1 | DC Fuse Box | Main Inventry | In Operation |  | Out of Warranty | Adarsha |  |  |  |  | Adarsha | Schneider Electric | - | [5 empty] | Group Captive | HSEPL | Clean Solar Power Bellary Private Limited | Meera Corporation Kr | - | NA
BELLARY_BLOCK_2 | Bellary_Block_2_DC Fuse Box_4 | DC Fuse Box_4 | ALAPL-0054-2017-18/SL.009 | Bellary_Block_2_INV4 |  | 1000VDC 500A |  | 1 | DC Fuse Box | Main Inventry | In Operation |  | Out of Warranty | Adarsha |  |  |  |  | Adarsha | Schneider Electric | - | [5 empty] | Group Captive | HSEPL | Clean Solar Power Bellary Private Limited | Meera Corporation Kr | - | NA
BELLARY_BLOCK_2 | Bellary_Block_2_DC Fuse Box_5 | DC Fuse Box_5 | ALAPL-0054-2017-18/SL.015 | Bellary_Block_2_INV5 |  | 1000VDC 500A |  | 1 | DC Fuse Box | Main Inventry | In Operation |  | Out of Warranty | Adarsha |  |  |  |  | Adarsha | Schneider Electric | - | [5 empty] | Group Captive | HSEPL | Clean Solar Power Bellary Private Limited | Meera Corporation Kr | - | NA
BELLARY_BLOCK_2 | Bellary_Block_2_DC Fuse Box_6 | DC Fuse Box_6 | ALAPL-0054-2017-18/SL.008 | Bellary_Block_2_INV6 |  | 1000VDC 500A |  | 1 | DC Fuse Box | Main Inventry | In Operation |  | Out of Warranty | Adarsha |  |  |  |  | Adarsha | Schneider Electric | - | [5 empty] | Group Captive | HSEPL | Clean Solar Power Bellary Private Limited | Meera Corporation Kr | - | NA
BELLARY_BLOCK_2 | Bellary_Block_2_DC Fuse Box_7 | DC Fuse Box_7 | ALAPL-0054-2017-18/SL.005 | Bellary_Block_2_INV7 |  | 1000VDC 500A |  | 1 | DC Fuse Box | Main Inventry | In Operation |  | Out of Warranty | Adarsha |  |  |  |  | Adarsha | Schneider Electric | - | [5 empty] | Group Captive | HSEPL | Clean Solar Power Bellary Private Limited | Meera Corporation Kr | - | NA
BELLARY_BLOCK_2 | Bellary_Block_2_DC Fuse Box_8 | DC Fuse Box_8 | ALAPL-0054-2017-18/SL.018 | Bellary_Block_2_INV8 |  | 1000VDC 500A |  | 1 | DC Fuse Box | Main Inventry | In Operation |  | Out of Warranty | Adarsha |  |  |  |  | Adarsha | Schneider Electric | - | [5 empty] | Group Captive | HSEPL | Clean Solar Power Bellary Private Limited | Meera Corporation Kr | - | NA
BELLARY_BLOCK_2 | Bellary_Block_2_PLC | PLC | 103668127 | BELLARY_BLOCK_2 |  | 24v Dc | 230 AC | 1 | SCADA | Main Inventry | In Operation |  | Out of Warranty | Adarsha |  |  |  |  | Adarsha | Schneider Electric | - | [5 empty] | Group Captive | HSEPL | Clean Solar Power Bellary Private Limited | Meera Corporation Kr | - | NA
BELLARY_BLOCK_2 | Bellary_Block_2_INV_1_SMB_1 | BLOCK_2_SMB_1.1 | 17F02429G0 | Bellary_Block_2_INV_1 |  | 1000VDC 288A |  | 1 | SCB | Main Inventry | In Operation |  | Out of Warranty | STATCON Energia Private Limtied |  |  |  |  | STATCON Energia Private Limtied | Schneider Electric | - | [5 empty] | Group Captive | HSEPL | Clean Solar Power Bellary Private Limited | Meera Corporation Kr | - | NA
BELLARY_BLOCK_2 | Bellary_Block_2_INV_1_SMB_2 | BLOCK_2_SMB_1.2 | 17F02514G0 | Bellary_Block_2_INV_1 |  | 1000VDC 288A |  | 1 | SCB | Main Inventry | In Operation |  | Out of Warranty | STATCON Energia Private Limtied |  |  |  |  | STATCON Energia Private Limtied | Schneider Electric | - | [5 empty] | Group Captive | HSEPL | Clean Solar Power Bellary Private Limited | Meera Corporation Kr | - | NA
BELLARY_BLOCK_2 | Bellary_Block_2_INV_1_SMB_3 | BLOCK_2_SMB_1.3 | 17F02454G0 | Bellary_Block_2_INV_1 |  | 1000VDC 288A |  | 1 | SCB | Main Inventry | In Operation |  | Out of Warranty | STATCON Energia Private Limtied |  |  |  |  | STATCON Energia Private Limtied | Schneider Electric | - | [5 empty] | Group Captive | HSEPL | Clean Solar Power Bellary Private Limited | Meera Corporation Kr | - | NA
BELLARY_BLOCK_2 | Bellary_Block_2_INV_1_SMB_4 | BLOCK_2_SMB_1.4 | 17F02502G0 | Bellary_Block_2_INV_1 |  | 1000VDC 288A |  | 1 | SCB | Main Inventry | In Operation |  | Out of Warranty | STATCON Energia Private Limtied |  |  |  |  | STATCON Energia Private Limtied | Schneider Electric | - | [5 empty] | Group Captive | HSEPL | Clean Solar Power Bellary Private Limited | Meera Corporation Kr | - | NA
BELLARY_BLOCK_2 | Bellary_Block_2_INV_2_SMB_1 | BLOCK_2_SMB_2.1 | 17F02480G0 | Bellary_Block_2_INV_2 |  | 1000VDC 288A |  | 1 | SCB | Main Inventry | In Operation |  | Out of Warranty | STATCON Energia Private Limtied |  |  |  |  | STATCON Energia Private Limtied | Schneider Electric | - | [5 empty] | Group Captive | HSEPL | Clean Solar Power Bellary Private Limited | Meera Corporation Kr | - | NA
BELLARY_BLOCK_2 | Bellary_Block_2_INV_2_SMB_2 | BLOCK_2_SMB_2.2 | 17F02455G0 | Bellary_Block_2_INV_2 |  | 1000VDC 288A |  | 1 | SCB | Main Inventry | In Operation |  | Out of Warranty | STATCON Energia Private Limtied |  |  |  |  | STATCON Energia Private Limtied | Schneider Electric | - | [5 empty] | Group Captive | HSEPL | Clean Solar Power Bellary Private Limited | Meera Corporation Kr | - | NA
BELLARY_BLOCK_2 | Bellary_Block_2_INV_2_SMB_3 | BLOCK_2_SMB_2.3 | 17F02518G0 | Bellary_Block_2_INV_2 |  | 1000VDC 288A |  | 1 | SCB | Main Inventry | In Operation |  | Out of Warranty | STATCON Energia Private Limtied |  |  |  |  | STATCON Energia Private Limtied | Schneider Electric | - | [5 empty] | Group Captive | HSEPL | Clean Solar Power Bellary Private Limited | Meera Corporation Kr | - | NA
BELLARY_BLOCK_2 | Bellary_Block_2_INV_2_SMB_4 | BLOCK_2_SMB_2.4 | 17F02545G0 | Bellary_Block_2_INV_2 |  | 1000VDC 288A |  | 1 | SCB | Main Inventry | In Operation |  | Out of Warranty | STATCON Energia Private Limtied |  |  |  |  | STATCON Energia Private Limtied | Schneider Electric | - | [5 empty] | Group Captive | HSEPL | Clean Solar Power Bellary Private Limited | Meera Corporation Kr | - | NA
BELLARY_BLOCK_2 | Bellary_Block_2_INV_3_SMB_1 | BLOCK_2_SMB_3.1 | 17F02466G0 | Bellary_Block_2_INV_3 |  | 1000VDC 288A |  | 1 | SCB | Main Inventry | In Operation |  | Out of Warranty | STATCON Energia Private Limtied |  |  |  |  | STATCON Energia Private Limtied | Schneider Electric | - | [5 empty] | Group Captive | HSEPL | Clean Solar Power Bellary Private Limited | Meera Corporation Kr | - | NA
BELLARY_BLOCK_2 | Bellary_Block_2_INV_3_SMB_2 | BLOCK_2_SMB_3.2 | 17F02 | Bellary_Block_2_INV_3 |  | 1000VDC 288A |  | 1 | SCB | Main Inventry | In Operation |  | Out of Warranty | STATCON Energia Private Limtied |  |  |  |  | STATCON Energia Private Limtied | Schneider Electric | - | [5 empty] | Group Captive | HSEPL | Clean Solar Power Bellary Private Limited | Meera Corporation Kr | - | NA
BELLARY_BLOCK_2 | Bellary_Block_2_INV_3_SMB_3 | BLOCK_2_SMB_3.3 | 17F02523G0 | Bellary_Block_2_INV_3 |  | 1000VDC 288A |  | 1 | SCB | Main Inventry | In Operation |  | Out of Warranty | STATCON Energia Private Limtied |  |  |  |  | STATCON Energia Private Limtied | Schneider Electric | - | [5 empty] | Group Captive | HSEPL | Clean Solar Power Bellary Private Limited | Meera Corporation Kr | - | NA
BELLARY_BLOCK_2 | Bellary_Block_2_INV_3_SMB_4 | BLOCK_2_SMB_3.4 | 17F02523G0 | Bellary_Block_2_INV_3 |  | 1000VDC 288A |  | 1 | SCB | Main Inventry | In Operation |  | Out of Warranty | STATCON Energia Private Limtied |  |  |  |  | STATCON Energia Private Limtied | Schneider Electric | - | [5 empty] | Group Captive | HSEPL | Clean Solar Power Bellary Private Limited | Meera Corporation Kr | - | NA
BELLARY_BLOCK_2 | Bellary_Block_2_INV_4_SMB_1 | BLOCK_2_SMB_4.1 | 17F02527G0 | Bellary_Block_2_INV_4 |  | 1000VDC 288A |  | 1 | SCB | Main Inventry | In Operation |  | Out of Warranty | STATCON Energia Private Limtied |  |  |  |  | STATCON Energia Private Limtied | Schneider Electric | - | [5 empty] | Group Captive | HSEPL | Clean Solar Power Bellary Private Limited | Meera Corporation Kr | - | NA
BELLARY_BLOCK_2 | Bellary_Block_2_INV_4_SMB_2 | BLOCK_2_SMB_4.2 | 17F02435G0 | Bellary_Block_2_INV_4 |  | 1000VDC 288A |  | 1 | SCB | Main Inventry | In Operation |  | Out of Warranty | STATCON Energia Private Limtied |  |  |  |  | STATCON Energia Private Limtied | Schneider Electric | - | [5 empty] | Group Captive | HSEPL | Clean Solar Power Bellary Private Limited | Meera Corporation Kr | - | NA
BELLARY_BLOCK_2 | Bellary_Block_2_INV_4_SMB_3 | BLOCK_2_SMB_4.3 | 17F02511G0 | Bellary_Block_2_INV_4 |  | 1000VDC 288A |  | 1 | SCB | Main Inventry | In Operation |  | Out of Warranty | STATCON Energia Private Limtied |  |  |  |  | STATCON Energia Private Limtied | Schneider Electric | - | [5 empty] | Group Captive | HSEPL | Clean Solar Power Bellary Private Limited | Meera Corporation Kr | - | NA
BELLARY_BLOCK_2 | Bellary_Block_2_INV_4_SMB_4 | BLOCK_2_SMB_4.4 | 17F02486G0 | Bellary_Block_2_INV_4 |  | 1000VDC 288A |  | 1 | SCB | Main Inventry | In Operation |  | Out of Warranty | STATCON Energia Private Limtied |  |  |  |  | STATCON Energia Private Limtied | Schneider Electric | - | [5 empty] | Group Captive | HSEPL | Clean Solar Power Bellary Private Limited | Meera Corporation Kr | - | NA
BELLARY_BLOCK_2 | Bellary_Block_2_INV_5_SMB_1 | BLOCK_2_SMB_5.1 | 17F02532G0 | Bellary_Block_2_INV_5 |  | 1000VDC 288A |  | 1 | SCB | Main Inventry | In Operation |  | Out of Warranty | STATCON Energia Private Limtied |  |  |  |  | STATCON Energia Private Limtied | Schneider Electric | - | [5 empty] | Group Captive | HSEPL | Clean Solar Power Bellary Private Limited | Meera Corporation Kr | - | NA
BELLARY_BLOCK_2 | Bellary_Block_2_INV_5_SMB_2 | BLOCK_2_SMB_5.2 | 17F02447G0 | Bellary_Block_2_INV_5 |  | 1000VDC 288A |  | 1 | SCB | Main Inventry | In Operation |  | Out of Warranty | STATCON Energia Private Limtied |  |  |  |  | STATCON Energia Private Limtied | Schneider Electric | - | [5 empty] | Group Captive | HSEPL | Clean Solar Power Bellary Private Limited | Meera Corporation Kr | - | NA
BELLARY_BLOCK_2 | Bellary_Block_2_INV_5_SMB_3 | BLOCK_2_SMB_5.3 | 17F02446G0 | Bellary_Block_2_INV_5 |  | 1000VDC 288A |  | 1 | SCB | Main Inventry | In Operation |  | Out of Warranty | STATCON Energia Private Limtied |  |  |  |  | STATCON Energia Private Limtied | Schneider Electric | - | [5 empty] | Group Captive | HSEPL | Clean Solar Power Bellary Private Limited | Meera Corporation Kr | - | NA
BELLARY_BLOCK_2 | Bellary_Block_2_INV_5_SMB_4 | BLOCK_2_SMB_5.4 | 17F02448G0 | Bellary_Block_2_INV_5 |  | 1000VDC 288A |  | 1 | SCB | Main Inventry | In Operation |  | Out of Warranty | STATCON Energia Private Limtied |  |  |  |  | STATCON Energia Private Limtied | Schneider Electric | - | [5 empty] | Group Captive | HSEPL | Clean Solar Power Bellary Private Limited | Meera Corporation Kr | - | NA
BELLARY_BLOCK_2 | Bellary_Block_2_INV_6_SMB_1 | BLOCK_2_SMB_6.1 | 17F02428G0 | Bellary_Block_2_INV_6 |  | 1000VDC 288A |  | 1 | SCB | Main Inventry | In Operation |  | Out of Warranty | STATCON Energia Private Limtied |  |  |  |  | STATCON Energia Private Limtied | Schneider Electric | - | [5 empty] | Group Captive | HSEPL | Clean Solar Power Bellary Private Limited | Meera Corporation Kr | - | NA
BELLARY_BLOCK_2 | Bellary_Block_2_INV_6_SMB_2 | BLOCK_2_SMB_6.2 | 17F02469G0 | Bellary_Block_2_INV_6 |  | 1000VDC 288A |  | 1 | SCB | Main Inventry | In Operation |  | Out of Warranty | STATCON Energia Private Limtied |  |  |  |  | STATCON Energia Private Limtied | Schneider Electric | - | [5 empty] | Group Captive | HSEPL | Clean Solar Power Bellary Private Limited | Meera Corporation Kr | - | NA
BELLARY_BLOCK_2 | Bellary_Block_2_INV_6_SMB_3 | BLOCK_2_SMB_6.3 | 17F02533G0 | Bellary_Block_2_INV_6 |  | 1000VDC 288A |  | 1 | SCB | Main Inventry | In Operation |  | Out of Warranty | STATCON Energia Private Limtied |  |  |  |  | STATCON Energia Private Limtied | Schneider Electric | - | [5 empty] | Group Captive | HSEPL | Clean Solar Power Bellary Private Limited | Meera Corporation Kr | - | NA
BELLARY_BLOCK_2 | Bellary_Block_2_INV_6_SMB_4 | BLOCK_2_SMB_6.4 | 17F02534G0 | Bellary_Block_2_INV_6 |  | 1000VDC 288A |  | 1 | SCB | Main Inventry | In Operation |  | Out of Warranty | STATCON Energia Private Limtied |  |  |  |  | STATCON Energia Private Limtied | Schneider Electric | - | [5 empty] | Group Captive | HSEPL | Clean Solar Power Bellary Private Limited | Meera Corporation Kr | - | NA
BELLARY_BLOCK_2 | Bellary_Block_2_INV_7_SMB_1 | BLOCK_2_SMB_7.1 | 17F02456G0 | Bellary_Block_2_INV_7 |  | 1000VDC 288A |  | 1 | SCB | Main Inventry | In Operation |  | Out of Warranty | STATCON Energia Private Limtied |  |  |  |  | STATCON Energia Private Limtied | Schneider Electric | - | [5 empty] | Group Captive | HSEPL | Clean Solar Power Bellary Private Limited | Meera Corporation Kr | - | NA
BELLARY_BLOCK_2 | Bellary_Block_2_INV_7_SMB_2 | BLOCK_2_SMB_7.2 | 17F02458G0 | Bellary_Block_2_INV_7 |  | 1000VDC 288A |  | 1 | SCB | Main Inventry | In Operation |  | Out of Warranty | STATCON Energia Private Limtied |  |  |  |  | STATCON Energia Private Limtied | Schneider Electric | - | [5 empty] | Group Captive | HSEPL | Clean Solar Power Bellary Private Limited | Meera Corporation Kr | - | NA
BELLARY_BLOCK_2 | Bellary_Block_2_INV_7_SMB_3 | BLOCK_2_SMB_7.3 | 17F02529G0 | Bellary_Block_2_INV_7 |  | 1000VDC 288A |  | 1 | SCB | Main Inventry | In Operation |  | Out of Warranty | STATCON Energia Private Limtied |  |  |  |  | STATCON Energia Private Limtied | Schneider Electric | - | [5 empty] | Group Captive | HSEPL | Clean Solar Power Bellary Private Limited | Meera Corporation Kr | - | NA
BELLARY_BLOCK_2 | Bellary_Block_2_INV_7_SMB_4 | BLOCK_2_SMB_7.4 | 17F02 | Bellary_Block_2_INV_7 |  | 1000VDC 288A |  | 1 | SCB | Main Inventry | In Operation |  | Out of Warranty | STATCON Energia Private Limtied |  |  |  |  | STATCON Energia Private Limtied | Schneider Electric | - | [5 empty] | Group Captive | HSEPL | Clean Solar Power Bellary Private Limited | Meera Corporation Kr | - | NA
BELLARY_BLOCK_2 | Bellary_Block_2_INV_8_SMB_1 | BLOCK_2_SMB_8.1 | 17F02520G0 | Bellary_Block_2_INV_8 |  | 1000VDC 288A |  | 1 | SCB | Main Inventry | In Operation |  | Out of Warranty | STATCON Energia Private Limtied |  |  |  |  | STATCON Energia Private Limtied | Schneider Electric | - | [5 empty] | Group Captive | HSEPL | Clean Solar Power Bellary Private Limited | Meera Corporation Kr | - | NA
BELLARY_BLOCK_2 | Bellary_Block_2_INV_8_SMB_2 | BLOCK_2_SMB_8.2 | 17F02513G0 | Bellary_Block_2_INV_8 |  | 1000VDC 288A |  | 1 | SCB | Main Inventry | In Operation |  | Out of Warranty | STATCON Energia Private Limtied |  |  |  |  | STATCON Energia Private Limtied | Schneider Electric | - | [5 empty] | Group Captive | HSEPL | Clean Solar Power Bellary Private Limited | Meera Corporation Kr | - | NA
BELLARY_BLOCK_2 | Bellary_Block_2_INV_8_SMB_3 | BLOCK_2_SMB_8.3 | 17F02495G0 | Bellary_Block_2_INV_8 |  | 1000VDC 288A |  | 1 | SCB | Main Inventry | In Operation |  | Out of Warranty | STATCON Energia Private Limtied |  |  |  |  | STATCON Energia Private Limtied | Schneider Electric | - | [5 empty] | Group Captive | HSEPL | Clean Solar Power Bellary Private Limited | Meera Corporation Kr | - | NA
BELLARY_BLOCK_2 | Bellary_Block_2_INV_8_SMB_4 | BLOCK_2_SMB_8.4 | 17F02 | Bellary_Block_2_INV_8 |  | 1000VDC 288A |  | 1 | SCB | Main Inventry | In Operation |  | Out of Warranty | STATCON Energia Private Limtied |  |  |  |  | STATCON Energia Private Limtied | Schneider Electric | - | [5 empty] | Group Captive | HSEPL | Clean Solar Power Bellary Private Limited | Meera Corporation Kr | - | NA
BELLARY_BLOCK_2 | Block_2 INV1 M26 N2 ID-7 IP55 | MSAT_26 | - | BELLARY_BLOCK_2_MSAT_26 |  | 24VDC |  | 1 | MSAT |  | In Operation |  | In Warranty | Mahindra Susten |  |  |  |  | Mahindra Susten | Schneider Electric | MSAT200 | [5 empty] | Group Captive | HSEPL | Clean Solar Power Bellary Private Limited | Meera Corporation Kr | - | NA
BELLARY_BLOCK_2 | Block_2 INV1 M27 N2 ID-6 IP55 | MSAT_27 | - | BELLARY_BLOCK_2_MSAT_27 |  | 24VDC |  | 1 | MSAT |  | In Operation |  | In Warranty | Mahindra Susten |  |  |  |  | Mahindra Susten | Schneider Electric | MSAT200 | [5 empty] | Group Captive | HSEPL | Clean Solar Power Bellary Private Limited | Meera Corporation Kr | - | NA
BELLARY_BLOCK_2 | Block_2 INV1 M28 N2 ID-5 IP55 | MSAT_28 | - | BELLARY_BLOCK_2_MSAT_28 |  | 24VDC |  | 1 | MSAT |  | In Operation |  | In Warranty | Mahindra Susten |  |  |  |  | Mahindra Susten | Schneider Electric | MSAT200 | [5 empty] | Group Captive | HSEPL | Clean Solar Power Bellary Private Limited | Meera Corporation Kr | - | NA
BELLARY_BLOCK_2 | Block_2 INV1 M29 N2 ID-4 IP55 | MSAT_29 | - | BELLARY_BLOCK_2_MSAT_29 |  | 24VDC |  | 1 | MSAT |  | In Operation |  | In Warranty | Mahindra Susten |  |  |  |  | Mahindra Susten | Schneider Electric | MSAT200 | [5 empty] | Group Captive | HSEPL | Clean Solar Power Bellary Private Limited | Meera Corporation Kr | - | NA
BELLARY_BLOCK_2 | Block_2 INV1 M30 N2 ID-3 IP55 | MSAT_30 | - | BELLARY_BLOCK_2_MSAT_30 |  | 24VDC |  | 1 | MSAT |  | In Operation |  | In Warranty | Mahindra Susten |  |  |  |  | Mahindra Susten | Schneider Electric | MSAT200 | [5 empty] | Group Captive | HSEPL | Clean Solar Power Bellary Private Limited | Meera Corporation Kr | - | NA
BELLARY_BLOCK_2 | Block_2 INV1 M31 N2 ID-2 IP55 | MSAT_31 | - | BELLARY_BLOCK_2_MSAT_31 |  | 24VDC |  | 1 | MSAT |  | In Operation |  | In Warranty | Mahindra Susten |  |  |  |  | Mahindra Susten | Schneider Electric | MSAT200 | [5 empty] | Group Captive | HSEPL | Clean Solar Power Bellary Private Limited | Meera Corporation Kr | - | NA
BELLARY_BLOCK_2 | Block_2 INV1 M32 N2 ID-8 IP55 | MSAT_32 | - | BELLARY_BLOCK_2_MSAT_32 |  | 24VDC |  | 1 | MSAT |  | In Operation |  | In Warranty | Mahindra Susten |  |  |  |  | Mahindra Susten | Schneider Electric | MSAT200 | [5 empty] | Group Captive | HSEPL | Clean Solar Power Bellary Private Limited | Meera Corporation Kr | - | NA
BELLARY_BLOCK_2 | Block_2 INV1 M33 N2 ID-9 IP55 | MSAT_33 | - | BELLARY_BLOCK_2_MSAT_33 |  | 24VDC |  | 1 | MSAT |  | In Operation |  | In Warranty | Mahindra Susten |  |  |  |  | Mahindra Susten | Schneider Electric | MSAT200 | [5 empty] | Group Captive | HSEPL | Clean Solar Power Bellary Private Limited | Meera Corporation Kr | - | NA
BELLARY_BLOCK_2 | Block_2 INV1 M34 N2 ID-10 IP55 | MSAT_34 | - | BELLARY_BLOCK_2_MSAT_34 |  | 24VDC |  | 1 | MSAT |  | In Operation |  | In Warranty | Mahindra Susten |  |  |  |  | Mahindra Susten | Schneider Electric | MSAT200 | [5 empty] | Group Captive | HSEPL | Clean Solar Power Bellary Private Limited | Meera Corporation Kr | - | NA
BELLARY_BLOCK_2 | Block_2 INV2 M35 N2 ID-11 IP55 | MSAT_35 | - | BELLARY_BLOCK_2_MSAT_35 |  | 24VDC |  | 1 | MSAT |  | In Operation |  | In Warranty | Mahindra Susten |  |  |  |  | Mahindra Susten | Schneider Electric | MSAT200 | [5 empty] | Group Captive | HSEPL | Clean Solar Power Bellary Private Limited | Meera Corporation Kr | - | NA
BELLARY_BLOCK_2 | Block_2 INV2 M36 N2 ID-12 IP55 | MSAT_36 | - | BELLARY_BLOCK_2_MSAT_36 |  | 24VDC |  | 1 | MSAT |  | In Operation |  | In Warranty | Mahindra Susten |  |  |  |  | Mahindra Susten | Schneider Electric | MSAT200 | [5 empty] | Group Captive | HSEPL | Clean Solar Power Bellary Private Limited | Meera Corporation Kr | - | NA
BELLARY_BLOCK_2 | Block_2 INV2 M37 N2 ID-17 IP55 | MSAT_37 | - | BELLARY_BLOCK_2_MSAT_37 |  | 24VDC |  | 1 | MSAT |  | In Operation |  | In Warranty | Mahindra Susten |  |  |  |  | Mahindra Susten | Schneider Electric | MSAT200 | [5 empty] | Group Captive | HSEPL | Clean Solar Power Bellary Private Limited | Meera Corporation Kr | - | NA
BELLARY_BLOCK_2 | Block_2 INV2 M38 N2 ID-16 IP55 | MSAT_38 | - | BELLARY_BLOCK_2_MSAT_38 |  | 24VDC |  | 1 | MSAT |  | In Operation |  | In Warranty | Mahindra Susten |  |  |  |  | Mahindra Susten | Schneider Electric | MSAT200 | [5 empty] | Group Captive | HSEPL | Clean Solar Power Bellary Private Limited | Meera Corporation Kr | - | NA
BELLARY_BLOCK_2 | Block_2 INV2 M39 N2 ID-15 IP55 | MSAT_39 | - | BELLARY_BLOCK_2_MSAT_39 |  | 24VDC |  | 1 | MSAT |  | In Operation |  | In Warranty | Mahindra Susten |  |  |  |  | Mahindra Susten | Schneider Electric | MSAT200 | [5 empty] | Group Captive | HSEPL | Clean Solar Power Bellary Private Limited | Meera Corporation Kr | - | NA
BELLARY_BLOCK_2 | Block_2 INV2 M40 N2 ID-14 IP55 | MSAT_40 | - | BELLARY_BLOCK_2_MSAT_40 |  | 24VDC |  | 1 | MSAT |  | In Operation |  | In Warranty | Mahindra Susten |  |  |  |  | Mahindra Susten | Schneider Electric | MSAT200 | [5 empty] | Group Captive | HSEPL | Clean Solar Power Bellary Private Limited | Meera Corporation Kr | - | NA
BELLARY_BLOCK_2 | Block_2 INV3 M41 N2 ID-13 IP55 | MSAT_41 | - | BELLARY_BLOCK_2_MSAT_41 |  | 24VDC |  | 1 | MSAT |  | In Operation |  | In Warranty | Mahindra Susten |  |  |  |  | Mahindra Susten | Schneider Electric | MSAT200 | [5 empty] | Group Captive | HSEPL | Clean Solar Power Bellary Private Limited | Meera Corporation Kr | - | NA
BELLARY_BLOCK_2 | Block_2 INV3 M42 N2 ID-18 IP55 | MSAT_42 | - | BELLARY_BLOCK_2_MSAT_42 |  | 24VDC |  | 1 | MSAT |  | In Operation |  | In Warranty | Mahindra Susten |  |  |  |  | Mahindra Susten | Schneider Electric | MSAT200 | [5 empty] | Group Captive | HSEPL | Clean Solar Power Bellary Private Limited | Meera Corporation Kr | - | NA
BELLARY_BLOCK_2 | Block_2 INV3 M43 N2 ID-19 IP55 | MSAT_43 | - | BELLARY_BLOCK_2_MSAT_43 |  | 24VDC |  | 1 | MSAT |  | In Operation |  | In Warranty | Mahindra Susten |  |  |  |  | Mahindra Susten | Schneider Electric | MSAT200 | [5 empty] | Group Captive | HSEPL | Clean Solar Power Bellary Private Limited | Meera Corporation Kr | - | NA
BELLARY_BLOCK_2 | Block_2 INV3 M44 N2 ID-20 IP55 | MSAT_44 | - | BELLARY_BLOCK_2_MSAT_44 |  | 24VDC |  | 1 | MSAT |  | In Operation |  | In Warranty | Mahindra Susten |  |  |  |  | Mahindra Susten | Schneider Electric | MSAT200 | [5 empty] | Group Captive | HSEPL | Clean Solar Power Bellary Private Limited | Meera Corporation Kr | - | NA
BELLARY_BLOCK_2 | Block_2 INV3 M45 N2 ID-21 IP55 | MSAT_45 | - | BELLARY_BLOCK_2_MSAT_45 |  | 24VDC |  | 1 | MSAT |  | In Operation |  | In Warranty | Mahindra Susten |  |  |  |  | Mahindra Susten | Schneider Electric | MSAT200 | [5 empty] | Group Captive | HSEPL | Clean Solar Power Bellary Private Limited | Meera Corporation Kr | - | NA
BELLARY_BLOCK_2 | Block_2 INV4 M71 N2 ID-37 IP55 | MSAT_71 | - | BELLARY_BLOCK_2_MSAT_71 |  | 24VDC |  | 1 | MSAT |  | In Operation |  | In Warranty | Mahindra Susten |  |  |  |  | Mahindra Susten | Schneider Electric | MSAT200 | [5 empty] | Group Captive | HSEPL | Clean Solar Power Bellary Private Limited | Meera Corporation Kr | - | NA
BELLARY_BLOCK_2 | Block_2 INV4 M72 N2 ID-36 IP55 | MSAT_72 | - | BELLARY_BLOCK_2_MSAT_72 |  | 24VDC |  | 1 | MSAT |  | In Operation |  | In Warranty | Mahindra Susten |  |  |  |  | Mahindra Susten | Schneider Electric | MSAT200 | [5 empty] | Group Captive | HSEPL | Clean Solar Power Bellary Private Limited | Meera Corporation Kr | - | NA
BELLARY_BLOCK_2 | Block_2 INV4 M73 N2 ID-35 IP55 | MSAT_73 | - | BELLARY_BLOCK_2_MSAT_73 |  | 24VDC |  | 1 | MSAT |  | In Operation |  | In Warranty | Mahindra Susten |  |  |  |  | Mahindra Susten | Schneider Electric | MSAT200 | [5 empty] | Group Captive | HSEPL | Clean Solar Power Bellary Private Limited | Meera Corporation Kr | - | NA
BELLARY_BLOCK_2 | Block_2 INV4 M74 N2 ID-34 IP55 | MSAT_74 | - | BELLARY_BLOCK_2_MSAT_74 |  | 24VDC |  | 1 | MSAT |  | In Operation |  | In Warranty | Mahindra Susten |  |  |  |  | Mahindra Susten | Schneider Electric | MSAT200 | [5 empty] | Group Captive | HSEPL | Clean Solar Power Bellary Private Limited | Meera Corporation Kr | - | NA
BELLARY_BLOCK_2 | Block_2 INV4 M75 N2 ID-33 IP55 | MSAT_75 | - | BELLARY_BLOCK_2_MSAT_75 |  | 24VDC |  | 1 | MSAT |  | In Operation |  | In Warranty | Mahindra Susten |  |  |  |  | Mahindra Susten | Schneider Electric | MSAT200 | [5 empty] | Group Captive | HSEPL | Clean Solar Power Bellary Private Limited | Meera Corporation Kr | - | NA
BELLARY_BLOCK_2 | Block_2 INV4 M76 N2 ID-32 IP55 | MSAT_76 | - | BELLARY_BLOCK_2_MSAT_76 |  | 24VDC |  | 1 | MSAT |  | In Operation |  | In Warranty | Mahindra Susten |  |  |  |  | Mahindra Susten | Schneider Electric | MSAT200 | [5 empty] | Group Captive | HSEPL | Clean Solar Power Bellary Private Limited | Meera Corporation Kr | - | NA
BELLARY_BLOCK_2 | Block_2 INV4 M77 N2 ID-31 IP55 | MSAT_77 | - | BELLARY_BLOCK_2_MSAT_77 |  | 24VDC |  | 1 | MSAT |  | In Operation |  | In Warranty | Mahindra Susten |  |  |  |  | Mahindra Susten | Schneider Electric | MSAT200 | [5 empty] | Group Captive | HSEPL | Clean Solar Power Bellary Private Limited | Meera Corporation Kr | - | NA
BELLARY_BLOCK_2 | Block_2 INV5 M78 N2 ID-30 IP55 | MSAT_78 | - | BELLARY_BLOCK_2_MSAT_78 |  | 24VDC |  | 1 | MSAT |  | In Operation |  | In Warranty | Mahindra Susten |  |  |  |  | Mahindra Susten | Schneider Electric | MSAT200 | [5 empty] | Group Captive | HSEPL | Clean Solar Power Bellary Private Limited | Meera Corporation Kr | - | NA
BELLARY_BLOCK_2 | Block_2 INV5 M79 N2 ID-29 IP55 | MSAT_79 | - | BELLARY_BLOCK_2_MSAT_79 |  | 24VDC |  | 1 | MSAT |  | In Operation |  | In Warranty | Mahindra Susten |  |  |  |  | Mahindra Susten | Schneider Electric | MSAT200 | [5 empty] | Group Captive | HSEPL | Clean Solar Power Bellary Private Limited | Meera Corporation Kr | - | NA
BELLARY_BLOCK_2 | Block_2 INV5 M80 N2 ID-28 IP55 | MSAT_80 | - | BELLARY_BLOCK_2_MSAT_80 |  | 24VDC |  | 1 | MSAT |  | In Operation |  | In Warranty | Mahindra Susten |  |  |  |  | Mahindra Susten | Schneider Electric | MSAT200 | [5 empty] | Group Captive | HSEPL | Clean Solar Power Bellary Private Limited | Meera Corporation Kr | - | NA
BELLARY_BLOCK_2 | Block_2 INV5 M81 N2 ID-27 IP55 | MSAT_81 | - | BELLARY_BLOCK_2_MSAT_81 |  | 24VDC |  | 1 | MSAT |  | In Operation |  | In Warranty | Mahindra Susten |  |  |  |  | Mahindra Susten | Schneider Electric | MSAT200 | [5 empty] | Group Captive | HSEPL | Clean Solar Power Bellary Private Limited | Meera Corporation Kr | - | NA
BELLARY_BLOCK_2 | Block_2 INV3 M82 N2 ID-26 IP55 | MSAT_82 | - | BELLARY_BLOCK_2_MSAT_82 |  | 24VDC |  | 1 | MSAT |  | In Operation |  | In Warranty | Mahindra Susten |  |  |  |  | Mahindra Susten | Schneider Electric | MSAT200 | [5 empty] | Group Captive | HSEPL | Clean Solar Power Bellary Private Limited | Meera Corporation Kr | - | NA
BELLARY_BLOCK_2 | Block_2 INV3 M83 N2 ID-25 IP55 | MSAT_83 | - | BELLARY_BLOCK_2_MSAT_83 |  | 24VDC |  | 1 | MSAT |  | In Operation |  | In Warranty | Mahindra Susten |  |  |  |  | Mahindra Susten | Schneider Electric | MSAT200 | [5 empty] | Group Captive | HSEPL | Clean Solar Power Bellary Private Limited | Meera Corporation Kr | - | NA
BELLARY_BLOCK_2 | Block_2 INV3 M84 N2 ID-24 IP55 | MSAT_84 | - | BELLARY_BLOCK_2_MSAT_84 |  | 24VDC |  | 1 | MSAT |  | In Operation |  | In Warranty | Mahindra Susten |  |  |  |  | Mahindra Susten | Schneider Electric | MSAT200 | [5 empty] | Group Captive | HSEPL | Clean Solar Power Bellary Private Limited | Meera Corporation Kr | - | NA
BELLARY_BLOCK_2 | Block_2 INV3 M85 N2 ID-23 IP55 | MSAT_85 | - | BELLARY_BLOCK_2_MSAT_85 |  | 24VDC |  | 1 | MSAT |  | In Operation |  | In Warranty | Mahindra Susten |  |  |  |  | Mahindra Susten | Schneider Electric | MSAT200 | [5 empty] | Group Captive | HSEPL | Clean Solar Power Bellary Private Limited | Meera Corporation Kr | - | NA
BELLARY_BLOCK_2 | Block_2 INV3 M86 N2 ID-22 IP55 | MSAT_86 | - | BELLARY_BLOCK_2_MSAT_86 |  | 24VDC |  | 1 | MSAT |  | In Operation |  | In Warranty | Mahindra Susten |  |  |  |  | Mahindra Susten | Schneider Electric | MSAT200 | [5 empty] | Group Captive | HSEPL | Clean Solar Power Bellary Private Limited | Meera Corporation Kr | - | NA
BELLARY_BLOCK_2 | Block_2 INV5 M93 N2 ID-44 IP55 | MSAT_93 | - | BELLARY_BLOCK_2_MSAT_93 |  | 24VDC |  | 1 | MSAT |  | In Operation |  | In Warranty | Mahindra Susten |  |  |  |  | Mahindra Susten | Schneider Electric | MSAT200 | [5 empty] | Group Captive | HSEPL | Clean Solar Power Bellary Private Limited | Meera Corporation Kr | - | NA
BELLARY_BLOCK_2 | Block_2 INV5 M94 N2 ID-45 IP55 | MSAT_94 | - | BELLARY_BLOCK_2_MSAT_94 |  | 24VDC |  | 1 | MSAT |  | In Operation |  | In Warranty | Mahindra Susten |  |  |  |  | Mahindra Susten | Schneider Electric | MSAT200 | [5 empty] | Group Captive | HSEPL | Clean Solar Power Bellary Private Limited | Meera Corporation Kr | - | NA
BELLARY_BLOCK_2 | Block_2 INV5 M95 N2 ID-46 IP55 | MSAT_95 | - | BELLARY_BLOCK_2_MSAT_95 |  | 24VDC |  | 1 | MSAT |  | In Operation |  | In Warranty | Mahindra Susten |  |  |  |  | Mahindra Susten | Schneider Electric | MSAT200 | [5 empty] | Group Captive | HSEPL | Clean Solar Power Bellary Private Limited | Meera Corporation Kr | - | NA
BELLARY_BLOCK_2 | Block_2 INV5 M96 N2 ID-47 IP55 | MSAT_96 | - | BELLARY_BLOCK_2_MSAT_96 |  | 24VDC |  | 1 | MSAT |  | In Operation |  | In Warranty | Mahindra Susten |  |  |  |  | Mahindra Susten | Schneider Electric | MSAT200 | [5 empty] | Group Captive | HSEPL | Clean Solar Power Bellary Private Limited | Meera Corporation Kr | - | NA
BELLARY_BLOCK_2 | Block_2 INV5 M97 N2 ID-48 IP55 | MSAT_97 | - | BELLARY_BLOCK_2_MSAT_97 |  | 24VDC |  | 1 | MSAT |  | In Operation |  | In Warranty | Mahindra Susten |  |  |  |  | Mahindra Susten | Schneider Electric | MSAT200 | [5 empty] | Group Captive | HSEPL | Clean Solar Power Bellary Private Limited | Meera Corporation Kr | - | NA
BELLARY_BLOCK_2 | Block_2 INV6 M98 N2 ID-49 IP55 | MSAT_98 | - | BELLARY_BLOCK_2_MSAT_98 |  | 24VDC |  | 1 | MSAT |  | In Operation |  | In Warranty | Mahindra Susten |  |  |  |  | Mahindra Susten | Schneider Electric | MSAT200 | [5 empty] | Group Captive | HSEPL | Clean Solar Power Bellary Private Limited | Meera Corporation Kr | - | NA
BELLARY_BLOCK_2 | Block_2 INV6 M99 N2 ID-50 IP55 | MSAT_99 | - | BELLARY_BLOCK_2_MSAT_99 |  | 24VDC |  | 1 | MSAT |  | In Operation |  | In Warranty | Mahindra Susten |  |  |  |  | Mahindra Susten | Schneider Electric | MSAT200 | [5 empty] | Group Captive | HSEPL | Clean Solar Power Bellary Private Limited | Meera Corporation Kr | - | NA
BELLARY_BLOCK_2 | Block_2 INV6 M100 N2 ID-51 IP55 | MSAT_100 | - | BELLARY_BLOCK_2_MSAT_100 |  | 24VDC |  | 1 | MSAT |  | In Operation |  | In Warranty | Mahindra Susten |  |  |  |  | Mahindra Susten | Schneider Electric | MSAT200 | [5 empty] | Group Captive | HSEPL | Clean Solar Power Bellary Private Limited | Meera Corporation Kr | - | NA
BELLARY_BLOCK_2 | Block_2 INV6 M101 N2 ID-52 IP55 | MSAT_101 | - | BELLARY_BLOCK_2_MSAT_101 |  | 24VDC |  | 1 | MSAT |  | In Operation |  | In Warranty | Mahindra Susten |  |  |  |  | Mahindra Susten | Schneider Electric | MSAT200 | [5 empty] | Group Captive | HSEPL | Clean Solar Power Bellary Private Limited | Meera Corporation Kr | - | NA
BELLARY_BLOCK_2 | Block_2 INV6 M102 N2 ID-53 IP55 | MSAT_102 | - | BELLARY_BLOCK_2_MSAT_102 |  | 24VDC |  | 1 | MSAT |  | In Operation |  | In Warranty | Mahindra Susten |  |  |  |  | Mahindra Susten | Schneider Electric | MSAT200 | [5 empty] | Group Captive | HSEPL | Clean Solar Power Bellary Private Limited | Meera Corporation Kr | - | NA
BELLARY_BLOCK_2 | Block_2 INV8 M108 N2 ID-62 IP55 | MSAT_108 | - | BELLARY_BLOCK_2_MSAT_108 |  | 24VDC |  | 1 | MSAT |  | In Operation |  | In Warranty | Mahindra Susten |  |  |  |  | Mahindra Susten | Schneider Electric | MSAT200 | [5 empty] | Group Captive | HSEPL | Clean Solar Power Bellary Private Limited | Meera Corporation Kr | - | NA
BELLARY_BLOCK_2 | Block_2 INV7 M109 N2 ID-61 IP55 | MSAT_109 | - | BELLARY_BLOCK_2_MSAT_109 |  | 24VDC |  | 1 | MSAT |  | In Operation |  | In Warranty | Mahindra Susten |  |  |  |  | Mahindra Susten | Schneider Electric | MSAT200 | [5 empty] | Group Captive | HSEPL | Clean Solar Power Bellary Private Limited | Meera Corporation Kr | - | NA
BELLARY_BLOCK_2 | Block_2 INV7 M110 N2 ID-60 IP55 | MSAT_110 | - | BELLARY_BLOCK_2_MSAT_110 |  | 24VDC |  | 1 | MSAT |  | In Operation |  | In Warranty | Mahindra Susten |  |  |  |  | Mahindra Susten | Schneider Electric | MSAT200 | [5 empty] | Group Captive | HSEPL | Clean Solar Power Bellary Private Limited | Meera Corporation Kr | - | NA
BELLARY_BLOCK_2 | Block_2 INV7 M111 N2 ID-59 IP55 | MSAT_111 | - | BELLARY_BLOCK_2_MSAT_111 |  | 24VDC |  | 1 | MSAT |  | In Operation |  | In Warranty | Mahindra Susten |  |  |  |  | Mahindra Susten | Schneider Electric | MSAT200 | [5 empty] | Group Captive | HSEPL | Clean Solar Power Bellary Private Limited | Meera Corporation Kr | - | NA
BELLARY_BLOCK_2 | Block_2 INV7 M112 N2 ID-58 IP55 | MSAT_112 | - | BELLARY_BLOCK_2_MSAT_112 |  | 24VDC |  | 1 | MSAT |  | In Operation |  | In Warranty | Mahindra Susten |  |  |  |  | Mahindra Susten | Schneider Electric | MSAT200 | [5 empty] | Group Captive | HSEPL | Clean Solar Power Bellary Private Limited | Meera Corporation Kr | - | NA
BELLARY_BLOCK_2 | Block_2 INV7 M113 N2 ID-57 IP55 | MSAT_113 | - | BELLARY_BLOCK_2_MSAT_113 |  | 24VDC |  | 1 | MSAT |  | In Operation |  | In Warranty | Mahindra Susten |  |  |  |  | Mahindra Susten | Schneider Electric | MSAT200 | [5 empty] | Group Captive | HSEPL | Clean Solar Power Bellary Private Limited | Meera Corporation Kr | - | NA
BELLARY_BLOCK_2 | Block_2 INV7 M114 N2 ID-56 IP55 | MSAT_114 | - | BELLARY_BLOCK_2_MSAT_114 |  | 24VDC |  | 1 | MSAT |  | In Operation |  | In Warranty | Mahindra Susten |  |  |  |  | Mahindra Susten | Schneider Electric | MSAT200 | [5 empty] | Group Captive | HSEPL | Clean Solar Power Bellary Private Limited | Meera Corporation Kr | - | NA
BELLARY_BLOCK_2 | Block_2 INV7 M115 N2 ID-55 IP55 | MSAT_115 | - | BELLARY_BLOCK_2_MSAT_115 |  | 24VDC |  | 1 | MSAT |  | In Operation |  | In Warranty | Mahindra Susten |  |  |  |  | Mahindra Susten | Schneider Electric | MSAT200 | [5 empty] | Group Captive | HSEPL | Clean Solar Power Bellary Private Limited | Meera Corporation Kr | - | NA
BELLARY_BLOCK_2 | Block_2 INV7 M116 N2 ID-54 IP55 | MSAT_116 | - | BELLARY_BLOCK_2_MSAT_116 |  | 24VDC |  | 1 | MSAT |  | In Operation |  | In Warranty | Mahindra Susten |  |  |  |  | Mahindra Susten | Schneider Electric | MSAT200 | [5 empty] | Group Captive | HSEPL | Clean Solar Power Bellary Private Limited | Meera Corporation Kr | - | NA
BELLARY_BLOCK_2 | Block_2 INV8 M122 N3 ID-13 IP60 | MSAT_122 | - | BELLARY_BLOCK_2_MSAT_122 |  | 24VDC |  | 1 | MSAT |  | In Operation |  | In Warranty | Mahindra Susten |  |  |  |  | Mahindra Susten | Schneider Electric | MSAT200 | [5 empty] | Group Captive | HSEPL | Clean Solar Power Bellary Private Limited | Meera Corporation Kr | - | NA
BELLARY_BLOCK_2 | Block_2 INV8 M123 N3 ID-14 IP60 | MSAT_123 | - | BELLARY_BLOCK_2_MSAT_123 |  | 24VDC |  | 1 | MSAT |  | In Operation |  | In Warranty | Mahindra Susten |  |  |  |  | Mahindra Susten | Schneider Electric | MSAT200 | [5 empty] | Group Captive | HSEPL | Clean Solar Power Bellary Private Limited | Meera Corporation Kr | - | NA
BELLARY_BLOCK_2 | Block_2 INV8 M124 N3 ID-15 IP60 | MSAT_124 | - | BELLARY_BLOCK_2_MSAT_124 |  | 24VDC |  | 1 | MSAT |  | In Operation |  | In Warranty | Mahindra Susten |  |  |  |  | Mahindra Susten | Schneider Electric | MSAT200 | [5 empty] | Group Captive | HSEPL | Clean Solar Power Bellary Private Limited | Meera Corporation Kr | - | NA
BELLARY_BLOCK_2 | Block_2 INV8 M125 N3 ID-16 IP60 | MSAT_125 | - | BELLARY_BLOCK_2_MSAT_125 |  | 24VDC |  | 1 | MSAT |  | In Operation |  | In Warranty | Mahindra Susten |  |  |  |  | Mahindra Susten | Schneider Electric | MSAT200 | [5 empty] | Group Captive | HSEPL | Clean Solar Power Bellary Private Limited | Meera Corporation Kr | - | NA
BELLARY_BLOCK_2 | Block_2 INV8 M126 N3 ID-17 IP60 | MSAT_126 | - | BELLARY_BLOCK_2_MSAT_126 |  | 24VDC |  | 1 | MSAT |  | In Operation |  | In Warranty | Mahindra Susten |  |  |  |  | Mahindra Susten | Schneider Electric | MSAT200 | [5 empty] | Group Captive | HSEPL | Clean Solar Power Bellary Private Limited | Meera Corporation Kr | - | NA
BELLARY_BLOCK_2 | Block_2 INV8 M127 N3 ID-18 IP60 | MSAT_127 | - | BELLARY_BLOCK_2_MSAT_127 |  | 24VDC |  | 1 | MSAT |  | In Operation |  | In Warranty | Mahindra Susten |  |  |  |  | Mahindra Susten | Schneider Electric | MSAT200 | [5 empty] | Group Captive | HSEPL | Clean Solar Power Bellary Private Limited | Meera Corporation Kr | - | NA
BELLARY_BLOCK_2 | Block_2 INV8 M128 N3 ID-19 IP60 | MSAT_128 | - | BELLARY_BLOCK_2_MSAT_128 |  | 24VDC |  | 1 | MSAT |  | In Operation |  | In Warranty | Mahindra Susten |  |  |  |  | Mahindra Susten | Schneider Electric | MSAT200 | [5 empty] | Group Captive | HSEPL | Clean Solar Power Bellary Private Limited | Meera Corporation Kr | - | NA
BELLARY_BLOCK_2 | BLOCK_2 Trackers | Actuators | - | Bellary_Block_2 |  | 24VDC |  | 296 | Tracker |  | In Operation |  | In Warranty | Wuxi Hongba Mechanical Electrical Equipment Co., Ltd |  |  |  |  | Wuxi Hongba Mechanical Electrical Equipment Co., Ltd | Schneider Electric | HB-DJ 828 | [5 empty] | Group Captive | HSEPL | Clean Solar Power Bellary Private Limited | Meera Corporation Kr | - | NA
BELLARY_BLOCK_3 | Bellary_BLOCK_3_IDT_1 | Inverter Transformers | TBI/8255995/5 | Bellary_Block_3 |  |  | 2.8 MVA,11KV/380V, | 1 | Transformer | Main Inventry | In Operation | Maintenance | Out of Warranty | Schneider |  |  |  |  | Schneider | Schneider Electric | - | [5 empty] | Group Captive | HSEPL | Clean Solar Power Bellary Private Limited | Meera Corporation Kr | 2023-02-13 | 12
BELLARY_BLOCK_3 | Bellary_BLOCK_3_IDT_2 | Inverter Transformers | TBI/8255995/4 | Bellary_Block_3 |  |  | 2.8 MVA,11KV/380V, | 1 | Transformer | Main Inventry | In Operation |  | Out of Warranty | Schneider |  |  |  |  | Schneider | Schneider Electric | - | [5 empty] | Group Captive | HSEPL | Clean Solar Power Bellary Private Limited | Meera Corporation Kr | 2023-02-13 | 12
BELLARY_BLOCK_3 | Bellary_BLOCK_3_ACDB | ACDB | - | Bellary_BLOCK_3_ACDB |  |  | 433v / 200/1 A | 1 | ACDB | Main Inventry | In Operation |  | Out of Warranty | Schneider |  |  |  |  | Schneider | Schneider Electric | - | [5 empty] | Group Captive | HSEPL | Clean Solar Power Bellary Private Limited | Meera Corporation Kr | - | NA
BELLARY_BLOCK_3 | Bellary_BLOCK_3_Aux_Trafo | Aux Trafo | 0417/16515 | Bellary_Block_3 |  |  | 440, 5 KVA | 1 | Transformer | Main Inventry | In Operation |  | Out of Warranty | Shivalic |  |  |  |  | Shivalic | Schneider Electric | - | [5 empty] | Group Captive | HSEPL | Clean Solar Power Bellary Private Limited | Meera Corporation Kr | 2023-02-22 | 12
BELLARY_BLOCK_3 | Bellary_BLOCK_3_UPS | UPS | ZK433A2034 | BELLARY_BLOCK_3 |  | 36VDC/26Ah | 3KVA 220,230,240V | 1 | UPS | Main Inventry | In Operation |  | Out of Warranty | EATON |  |  |  |  | EATON | Schneider Electric | - | [5 empty] | Group Captive | HSEPL | Clean Solar Power Bellary Private Limited | Meera Corporation Kr | - | NA
BELLARY_BLOCK_3 | Bellary_BLOCK_3_RMU_1 | RMU | FBX171602 | BELLARY_BLOCK_3 |  |  | 12KV, 570 Amps | 1 | RMU | Main Inventry | In Operation |  | Out of Warranty | Schneider |  |  |  |  | Schneider | Schneider Electric | - | [5 empty] | Group Captive | HSEPL | Clean Solar Power Bellary Private Limited | Meera Corporation Kr | 2023-02-22 | 12
BELLARY_BLOCK_3 | Bellary_BLOCK_3_INV_1 | Inverter-1 | BBU21724000183 | Bellary_BLOCK_3 | 737.1 | 784 kW DC-1000V, 1280A | AC- 680kva /OP-380,1040A | 1 | Inverter | Main Inventry | In Operation |  | Out of Warranty | Schneider |  |  |  |  | Schneider | Schneider Electric | Conextcore XC 680 | [5 empty] | Group Captive | HSEPL | Clean Solar Power Bellary Private Limited | Meera Corporation Kr | - | NA
BELLARY_BLOCK_3 | Bellary_BLOCK_3_INV_2 | Inverter-2 | BBU21723000177 | Bellary_BLOCK_3 | 737.1 | 784 kW DC-1000V, 1280A | AC- 680kva /OP-380,1040A | 1 | Inverter | Main Inventry | In Operation |  | Out of Warranty | Schneider |  |  |  |  | Schneider | Schneider Electric | Conextcore XC 680 | [5 empty] | Group Captive | HSEPL | Clean Solar Power Bellary Private Limited | Meera Corporation Kr | - | NA
BELLARY_BLOCK_3 | Bellary_BLOCK_3_INV_3 | Inverter-3 | BBU21722000509 | Bellary_BLOCK_3 | 737.1 | 784 kW DC-1000V, 1280A | AC- 680kva /OP-380,1040A | 1 | Inverter | Main Inventry | In Operation |  | Out of Warranty | Schneider |  |  |  |  | Schneider | Schneider Electric | Conextcore XC 680 | [5 empty] | Group Captive | HSEPL | Clean Solar Power Bellary Private Limited | Meera Corporation Kr | - | NA
BELLARY_BLOCK_3 | Bellary_BLOCK_3_INV_4 | Inverter-4 | BBU21723000176 | Bellary_BLOCK_3 | 641.55 | 784 kW DC-1000V, 1280A | AC- 680kva /OP-380,1040A | 1 | Inverter | Main Inventry | In Operation |  | Out of Warranty | Schneider |  |  |  |  | Schneider | Schneider Electric | Conextcore XC 680 | [5 empty] | Group Captive | HSEPL | Clean Solar Power Bellary Private Limited | Meera Corporation Kr | - | NA
BELLARY_BLOCK_3 | Bellary_BLOCK_3_INV_5 | Inverter-5 | BBU21722000510 | Bellary_BLOCK_3 | 737.1 | 784 kW DC-1000V, 1280A | AC- 680kva /OP-380,1040A | 1 | Inverter | Main Inventry | In Operation |  | Out of Warranty | Schneider |  |  |  |  | Schneider | Schneider Electric | Conextcore XC 680 | [5 empty] | Group Captive | HSEPL | Clean Solar Power Bellary Private Limited | Meera Corporation Kr | - | NA
BELLARY_BLOCK_3 | Bellary_BLOCK_3_INV_6 | Inverter-6 | BBU21722000130 | Bellary_BLOCK_3 | 791.7 | 784 kW DC-1000V, 1280A | AC- 680kva /OP-380,1040A | 1 | Inverter | Main Inventry | In Operation |  | Out of Warranty | Schneider |  |  |  |  | Schneider | Schneider Electric | Conextcore XC 680 | [5 empty] | Group Captive | HSEPL | Clean Solar Power Bellary Private Limited | Meera Corporation Kr | - | NA
BELLARY_BLOCK_3 | Bellary_BLOCK_3_INV_7 | Inverter-7 | BBU21722000138 | Bellary_BLOCK_3 | 737.1 | 784 kW DC-1000V, 1280A | AC- 680kva /OP-380,1040A | 1 | Inverter | Main Inventry | In Operation |  | Out of Warranty | Schneider |  |  |  |  | Schneider | Schneider Electric | Conextcore XC 680 | [5 empty] | Group Captive | HSEPL | Clean Solar Power Bellary Private Limited | Meera Corporation Kr | - | NA
BELLARY_BLOCK_3 | Bellary_BLOCK_3_INV_8 | Inverter-8 | BBU21722000128 | Bellary_BLOCK_3 | 778.05 | 784 kW DC-1000V, 1280A | AC- 680kva /OP-380,1040A | 1 | Inverter | Main Inventry | In Operation |  | Out of Warranty | Schneider |  |  |  |  | Schneider | Schneider Electric | Conextcore XC 680 | [5 empty] | Group Captive | HSEPL | Clean Solar Power Bellary Private Limited | Meera Corporation Kr | - | NA
BELLARY_BLOCK_3 | Bellary_BLOCK_3_DC Fuse Box_1 | DC Fuse Box_1 | ALAPL-0054-2017-18/SL.028 | Bellary_Block_3_INV1 |  | 1000VDC 500A |  | 1 | DC Fuse Box | Main Inventry | In Operation |  | Out of Warranty | Adarsha |  |  |  |  | Adarsha | Schneider Electric | - | [5 empty] | Group Captive | HSEPL | Clean Solar Power Bellary Private Limited | Meera Corporation Kr | - | NA
BELLARY_BLOCK_3 | Bellary_BLOCK_3_DC Fuse Box_2 | DC Fuse Box_2 | ALAPL-0054-2017-18/SL.023 | Bellary_Block_3_INV2 |  | 1000VDC 500A |  | 1 | DC Fuse Box | Main Inventry | In Operation |  | Out of Warranty | Adarsha |  |  |  |  | Adarsha | Schneider Electric | - | [5 empty] | Group Captive | HSEPL | Clean Solar Power Bellary Private Limited | Meera Corporation Kr | - | NA
BELLARY_BLOCK_3 | Bellary_BLOCK_3_DC Fuse Box_3 | DC Fuse Box_3 | ALAPL-0054-2017-18/SL.030 | Bellary_Block_3_INV3 |  | 1000VDC 500A |  | 1 | DC Fuse Box | Main Inventry | In Operation |  | Out of Warranty | Adarsha |  |  |  |  | Adarsha | Schneider Electric | - | [5 empty] | Group Captive | HSEPL | Clean Solar Power Bellary Private Limited | Meera Corporation Kr | - | NA
BELLARY_BLOCK_3 | Bellary_BLOCK_3_DC Fuse Box_4 | DC Fuse Box_4 | ALAPL-0054-2017-18/SL.024 | Bellary_Block_3_INV4 |  | 1000VDC 500A |  | 1 | DC Fuse Box | Main Inventry | In Operation |  | Out of Warranty | Adarsha |  |  |  |  | Adarsha | Schneider Electric | - | [5 empty] | Group Captive | HSEPL | Clean Solar Power Bellary Private Limited | Meera Corporation Kr | - | NA
BELLARY_BLOCK_3 | Bellary_BLOCK_3_DC Fuse Box_5 | DC Fuse Box_5 | ALAPL-0054-2017-18/SL.027 | Bellary_Block_3_INV5 |  | 1000VDC 500A |  | 1 | DC Fuse Box | Main Inventry | In Operation |  | Out of Warranty | Adarsha |  |  |  |  | Adarsha | Schneider Electric | - | [5 empty] | Group Captive | HSEPL | Clean Solar Power Bellary Private Limited | Meera Corporation Kr | - | NA
BELLARY_BLOCK_3 | Bellary_BLOCK_3_DC Fuse Box_6 | DC Fuse Box_6 | ALAPL-0054-2017-18/SL.022 | Bellary_Block_3_INV6 |  | 1000VDC 500A |  | 1 | DC Fuse Box | Main Inventry | In Operation |  | Out of Warranty | Adarsha |  |  |  |  | Adarsha | Schneider Electric | - | [5 empty] | Group Captive | HSEPL | Clean Solar Power Bellary Private Limited | Meera Corporation Kr | - | NA
BELLARY_BLOCK_3 | Bellary_BLOCK_3_DC Fuse Box_7 | DC Fuse Box_7 | ALAPL-0054-2017-18/SL.025 | Bellary_Block_3_INV7 |  | 1000VDC 500A |  | 1 | DC Fuse Box | Main Inventry | In Operation |  | Out of Warranty | Adarsha |  |  |  |  | Adarsha | Schneider Electric | - | [5 empty] | Group Captive | HSEPL | Clean Solar Power Bellary Private Limited | Meera Corporation Kr | - | NA
BELLARY_BLOCK_3 | Bellary_BLOCK_3_DC Fuse Box_8 | DC Fuse Box_8 | ALAPL-0054-2017-18/SL.029 | Bellary_Block_3_INV8 |  | 1000VDC 500A |  | 1 | DC Fuse Box | Main Inventry | In Operation |  | Out of Warranty | Adarsha |  |  |  |  | Adarsha | Schneider Electric | - | [5 empty] | Group Captive | HSEPL | Clean Solar Power Bellary Private Limited | Meera Corporation Kr | - | NA
BELLARY_BLOCK_3 | Bellary_BLOCK_3_PLC | PLC | 103702205 | BELLARY_BLOCK_3 |  | 24v Dc | 230 AC | 1 | SCADA | Main Inventry | In Operation |  | Out of Warranty | Adarsha |  |  |  |  | Adarsha | Schneider Electric | - | [5 empty] | Group Captive | HSEPL | Clean Solar Power Bellary Private Limited | Meera Corporation Kr | - | NA
BELLARY_BLOCK_3 | Bellary_BLOCK_3_INV_1_SMB_1 | BLOCK_3_SMB_1.1 | 17F02432G0 | Bellary_Block_3_INV_1 |  | 1000VDC 288A |  | 1 | SCB | Main Inventry | In Operation |  | Out of Warranty | STATCON Energia Private Limtied |  |  |  |  | STATCON Energia Private Limtied | Schneider Electric | - | [5 empty] | Group Captive | HSEPL | Clean Solar Power Bellary Private Limited | Meera Corporation Kr | - | NA
BELLARY_BLOCK_3 | Bellary_BLOCK_3_INV_1_SMB_2 | BLOCK_3_SMB_1.2 | 17F02485G0 | Bellary_Block_3_INV_1 |  | 1000VDC 288A |  | 1 | SCB | Main Inventry | In Operation |  | Out of Warranty | STATCON Energia Private Limtied |  |  |  |  | STATCON Energia Private Limtied | Schneider Electric | - | [5 empty] | Group Captive | HSEPL | Clean Solar Power Bellary Private Limited | Meera Corporation Kr | - | NA
BELLARY_BLOCK_3 | Bellary_BLOCK_3_INV_1_SMB_3 | BLOCK_3_SMB_1.3 | 17F02452G0 | Bellary_Block_3_INV_1 |  | 1000VDC 288A |  | 1 | SCB | Main Inventry | In Operation |  | Out of Warranty | STATCON Energia Private Limtied |  |  |  |  | STATCON Energia Private Limtied | Schneider Electric | - | [5 empty] | Group Captive | HSEPL | Clean Solar Power Bellary Private Limited | Meera Corporation Kr | - | NA
BELLARY_BLOCK_3 | Bellary_BLOCK_3_INV_1_SMB_4 | BLOCK_3_SMB_1.4 | 17F02493G0 | Bellary_Block_3_INV_1 |  | 1000VDC 288A |  | 1 | SCB | Main Inventry | In Operation |  | Out of Warranty | STATCON Energia Private Limtied |  |  |  |  | STATCON Energia Private Limtied | Schneider Electric | - | [5 empty] | Group Captive | HSEPL | Clean Solar Power Bellary Private Limited | Meera Corporation Kr | - | NA
BELLARY_BLOCK_3 | Bellary_BLOCK_3_INV_2_SMB_1 | BLOCK_3_SMB_2.1 | 17F02459G0 | Bellary_Block_3_INV_2 |  | 1000VDC 288A |  | 1 | SCB | Main Inventry | In Operation |  | Out of Warranty | STATCON Energia Private Limtied |  |  |  |  | STATCON Energia Private Limtied | Schneider Electric | - | [5 empty] | Group Captive | HSEPL | Clean Solar Power Bellary Private Limited | Meera Corporation Kr | - | NA
BELLARY_BLOCK_3 | Bellary_BLOCK_3_INV_2_SMB_2 | BLOCK_3_SMB_2.2 | 17F02468G0 | Bellary_Block_3_INV_2 |  | 1000VDC 288A |  | 1 | SCB | Main Inventry | In Operation |  | Out of Warranty | STATCON Energia Private Limtied |  |  |  |  | STATCON Energia Private Limtied | Schneider Electric | - | [5 empty] | Group Captive | HSEPL | Clean Solar Power Bellary Private Limited | Meera Corporation Kr | - | NA
BELLARY_BLOCK_3 | Bellary_BLOCK_3_INV_2_SMB_3 | BLOCK_3_SMB_2.3 | 17F02492G0 | Bellary_Block_3_INV_2 |  | 1000VDC 288A |  | 1 | SCB | Main Inventry | In Operation |  | Out of Warranty | STATCON Energia Private Limtied |  |  |  |  | STATCON Energia Private Limtied | Schneider Electric | - | [5 empty] | Group Captive | HSEPL | Clean Solar Power Bellary Private Limited | Meera Corporation Kr | - | NA
BELLARY_BLOCK_3 | Bellary_BLOCK_3_INV_2_SMB_4 | BLOCK_3_SMB_2.4 | 17F02462G0 | Bellary_Block_3_INV_2 |  | 1000VDC 288A |  | 1 | SCB | Main Inventry | In Operation |  | Out of Warranty | STATCON Energia Private Limtied |  |  |  |  | STATCON Energia Private Limtied | Schneider Electric | - | [5 empty] | Group Captive | HSEPL | Clean Solar Power Bellary Private Limited | Meera Corporation Kr | - | NA
BELLARY_BLOCK_3 | Bellary_BLOCK_3_INV_3_SMB_1 | BLOCK_3_SMB_3.1 | 17F02540G0 | Bellary_Block_3_INV_3 |  | 1000VDC 288A |  | 1 | SCB | Main Inventry | In Operation |  | Out of Warranty | STATCON Energia Private Limtied |  |  |  |  | STATCON Energia Private Limtied | Schneider Electric | - | [5 empty] | Group Captive | HSEPL | Clean Solar Power Bellary Private Limited | Meera Corporation Kr | - | NA
BELLARY_BLOCK_3 | Bellary_BLOCK_3_INV_3_SMB_2 | BLOCK_3_SMB_3.2 | 17F02490G0 | Bellary_Block_3_INV_3 |  | 1000VDC 288A |  | 1 | SCB | Main Inventry | In Operation |  | Out of Warranty | STATCON Energia Private Limtied |  |  |  |  | STATCON Energia Private Limtied | Schneider Electric | - | [5 empty] | Group Captive | HSEPL | Clean Solar Power Bellary Private Limited | Meera Corporation Kr | - | NA
BELLARY_BLOCK_3 | Bellary_BLOCK_3_INV_3_SMB_3 | BLOCK_3_SMB_3.3 | 17F02535G0 | Bellary_Block_3_INV_3 |  | 1000VDC 288A |  | 1 | SCB | Main Inventry | In Operation |  | Out of Warranty | STATCON Energia Private Limtied |  |  |  |  | STATCON Energia Private Limtied | Schneider Electric | - | [5 empty] | Group Captive | HSEPL | Clean Solar Power Bellary Private Limited | Meera Corporation Kr | - | NA
BELLARY_BLOCK_3 | Bellary_BLOCK_3_INV_3_SMB_4 | BLOCK_3_SMB_3.4 | 17F02519G0 | Bellary_Block_3_INV_3 |  | 1000VDC 288A |  | 1 | SCB | Main Inventry | In Operation |  | Out of Warranty | STATCON Energia Private Limtied |  |  |  |  | STATCON Energia Private Limtied | Schneider Electric | - | [5 empty] | Group Captive | HSEPL | Clean Solar Power Bellary Private Limited | Meera Corporation Kr | - | NA
BELLARY_BLOCK_3 | Bellary_BLOCK_3_INV_4_SMB_1 | BLOCK_3_SMB_4.1 | 17F02489G0 | Bellary_Block_3_INV_4 |  | 1000VDC 288A |  | 1 | SCB | Main Inventry | In Operation |  | Out of Warranty | STATCON Energia Private Limtied |  |  |  |  | STATCON Energia Private Limtied | Schneider Electric | - | [5 empty] | Group Captive | HSEPL | Clean Solar Power Bellary Private Limited | Meera Corporation Kr | - | NA
BELLARY_BLOCK_3 | Bellary_BLOCK_3_INV_4_SMB_2 | BLOCK_3_SMB_4.2 | 17F02471G0 | Bellary_Block_3_INV_4 |  | 1000VDC 288A |  | 1 | SCB | Main Inventry | In Operation |  | Out of Warranty | STATCON Energia Private Limtied |  |  |  |  | STATCON Energia Private Limtied | Schneider Electric | - | [5 empty] | Group Captive | HSEPL | Clean Solar Power Bellary Private Limited | Meera Corporation Kr | - | NA
BELLARY_BLOCK_3 | Bellary_BLOCK_3_INV_4_SMB_3 | BLOCK_3_SMB_4.3 | 17F02472G0 | Bellary_Block_3_INV_4 |  | 1000VDC 288A |  | 1 | SCB | Main Inventry | In Operation |  | Out of Warranty | STATCON Energia Private Limtied |  |  |  |  | STATCON Energia Private Limtied | Schneider Electric | - | [5 empty] | Group Captive | HSEPL | Clean Solar Power Bellary Private Limited | Meera Corporation Kr | - | NA
BELLARY_BLOCK_3 | Bellary_BLOCK_3_INV_4_SMB_4 | BLOCK_3_SMB_4.4 | 17F02507G0 | Bellary_Block_3_INV_4 |  | 1000VDC 288A |  | 1 | SCB | Main Inventry | In Operation |  | Out of Warranty | STATCON Energia Private Limtied |  |  |  |  | STATCON Energia Private Limtied | Schneider Electric | - | [5 empty] | Group Captive | HSEPL | Clean Solar Power Bellary Private Limited | Meera Corporation Kr | - | NA
BELLARY_BLOCK_3 | Bellary_BLOCK_3_INV_5_SMB_1 | BLOCK_3_SMB_5.1 | 17F02503G0 | Bellary_Block_3_INV_5 |  | 1000VDC 288A |  | 1 | SCB | Main Inventry | In Operation |  | Out of Warranty | STATCON Energia Private Limtied |  |  |  |  | STATCON Energia Private Limtied | Schneider Electric | - | [5 empty] | Group Captive | HSEPL | Clean Solar Power Bellary Private Limited | Meera Corporation Kr | - | NA
BELLARY_BLOCK_3 | Bellary_BLOCK_3_INV_5_SMB_2 | BLOCK_3_SMB_5.2 | 17F02498G0 | Bellary_Block_3_INV_5 |  | 1000VDC 288A |  | 1 | SCB | Main Inventry | In Operation |  | Out of Warranty | STATCON Energia Private Limtied |  |  |  |  | STATCON Energia Private Limtied | Schneider Electric | - | [5 empty] | Group Captive | HSEPL | Clean Solar Power Bellary Private Limited | Meera Corporation Kr | - | NA
BELLARY_BLOCK_3 | Bellary_BLOCK_3_INV_5_SMB_3 | BLOCK_3_SMB_5.3 | 17F02481G0 | Bellary_Block_3_INV_5 |  | 1000VDC 288A |  | 1 | SCB | Main Inventry | In Operation |  | Out of Warranty | STATCON Energia Private Limtied |  |  |  |  | STATCON Energia Private Limtied | Schneider Electric | - | [5 empty] | Group Captive | HSEPL | Clean Solar Power Bellary Private Limited | Meera Corporation Kr | - | NA
BELLARY_BLOCK_3 | Bellary_BLOCK_3_INV_5_SMB_4 | BLOCK_3_SMB_5.4 | 17F02478G0 | Bellary_Block_3_INV_5 |  | 1000VDC 288A |  | 1 | SCB | Main Inventry | In Operation |  | Out of Warranty | STATCON Energia Private Limtied |  |  |  |  | STATCON Energia Private Limtied | Schneider Electric | - | [5 empty] | Group Captive | HSEPL | Clean Solar Power Bellary Private Limited | Meera Corporation Kr | - | NA
BELLARY_BLOCK_3 | Bellary_BLOCK_3_INV_6_SMB_1 | BLOCK_3_SMB_6.1 | 17F02465G0 | Bellary_Block_3_INV_6 |  | 1000VDC 288A |  | 1 | SCB | Main Inventry | In Operation |  | Out of Warranty | STATCON Energia Private Limtied |  |  |  |  | STATCON Energia Private Limtied | Schneider Electric | - | [5 empty] | Group Captive | HSEPL | Clean Solar Power Bellary Private Limited | Meera Corporation Kr | - | NA
BELLARY_BLOCK_3 | Bellary_BLOCK_3_INV_6_SMB_2 | BLOCK_3_SMB_6.2 | 17F02538G0 | Bellary_Block_3_INV_6 |  | 1000VDC 288A |  | 1 | SCB | Main Inventry | In Operation |  | Out of Warranty | STATCON Energia Private Limtied |  |  |  |  | STATCON Energia Private Limtied | Schneider Electric | - | [5 empty] | Group Captive | HSEPL | Clean Solar Power Bellary Private Limited | Meera Corporation Kr | - | NA
BELLARY_BLOCK_3 | Bellary_BLOCK_3_INV_6_SMB_3 | BLOCK_3_SMB_6.3 | 17F02431G0 | Bellary_Block_3_INV_6 |  | 1000VDC 288A |  | 1 | SCB | Main Inventry | In Operation |  | Out of Warranty | STATCON Energia Private Limtied |  |  |  |  | STATCON Energia Private Limtied | Schneider Electric | - | [5 empty] | Group Captive | HSEPL | Clean Solar Power Bellary Private Limited | Meera Corporation Kr | - | NA
BELLARY_BLOCK_3 | Bellary_BLOCK_3_INV_6_SMB_4 | BLOCK_3_SMB_6.4 | 17F02500G0 | Bellary_Block_3_INV_6 |  | 1000VDC 288A |  | 1 | SCB | Main Inventry | In Operation |  | Out of Warranty | STATCON Energia Private Limtied |  |  |  |  | STATCON Energia Private Limtied | Schneider Electric | - | [5 empty] | Group Captive | HSEPL | Clean Solar Power Bellary Private Limited | Meera Corporation Kr | - | NA
BELLARY_BLOCK_3 | Bellary_BLOCK_3_INV_7_SMB_1 | BLOCK_3_SMB_7.1 | 17F02526G0 | Bellary_Block_3_INV_7 |  | 1000VDC 288A |  | 1 | SCB | Main Inventry | In Operation |  | Out of Warranty | STATCON Energia Private Limtied |  |  |  |  | STATCON Energia Private Limtied | Schneider Electric | - | [5 empty] | Group Captive | HSEPL | Clean Solar Power Bellary Private Limited | Meera Corporation Kr | - | NA
BELLARY_BLOCK_3 | Bellary_BLOCK_3_INV_7_SMB_2 | BLOCK_3_SMB_7.2 | 17F02488G0 | Bellary_Block_3_INV_7 |  | 1000VDC 288A |  | 1 | SCB | Main Inventry | In Operation |  | Out of Warranty | STATCON Energia Private Limtied |  |  |  |  | STATCON Energia Private Limtied | Schneider Electric | - | [5 empty] | Group Captive | HSEPL | Clean Solar Power Bellary Private Limited | Meera Corporation Kr | - | NA
BELLARY_BLOCK_3 | Bellary_BLOCK_3_INV_7_SMB_3 | BLOCK_3_SMB_7.3 | 17F02483G0 | Bellary_Block_3_INV_7 |  | 1000VDC 288A |  | 1 | SCB | Main Inventry | In Operation |  | Out of Warranty | STATCON Energia Private Limtied |  |  |  |  | STATCON Energia Private Limtied | Schneider Electric | - | [5 empty] | Group Captive | HSEPL | Clean Solar Power Bellary Private Limited | Meera Corporation Kr | - | NA
BELLARY_BLOCK_3 | Bellary_BLOCK_3_INV_7_SMB_4 | BLOCK_3_SMB_7.4 | 17F02433G0 | Bellary_Block_3_INV_7 |  | 1000VDC 288A |  | 1 | SCB | Main Inventry | In Operation |  | Out of Warranty | STATCON Energia Private Limtied |  |  |  |  | STATCON Energia Private Limtied | Schneider Electric | - | [5 empty] | Group Captive | HSEPL | Clean Solar Power Bellary Private Limited | Meera Corporation Kr | - | NA
BELLARY_BLOCK_3 | Bellary_BLOCK_3_INV_8_SMB_1 | BLOCK_3_SMB_8.1 | 17F02463G0 | Bellary_Block_3_INV_8 |  | 1000VDC 288A |  | 1 | SCB | Main Inventry | In Operation |  | Out of Warranty | STATCON Energia Private Limtied |  |  |  |  | STATCON Energia Private Limtied | Schneider Electric | - | [5 empty] | Group Captive | HSEPL | Clean Solar Power Bellary Private Limited | Meera Corporation Kr | - | NA
BELLARY_BLOCK_3 | Bellary_BLOCK_3_INV_8_SMB_2 | BLOCK_3_SMB_8.2 | 17F02461G0 | Bellary_Block_3_INV_8 |  | 1000VDC 288A |  | 1 | SCB | Main Inventry | In Operation |  | Out of Warranty | STATCON Energia Private Limtied |  |  |  |  | STATCON Energia Private Limtied | Schneider Electric | - | [5 empty] | Group Captive | HSEPL | Clean Solar Power Bellary Private Limited | Meera Corporation Kr | - | NA
BELLARY_BLOCK_3 | Bellary_BLOCK_3_INV_8_SMB_3 | BLOCK_3_SMB_8.3 | 17F02543G0 | Bellary_Block_3_INV_8 |  | 1000VDC 288A |  | 1 | SCB | Main Inventry | In Operation |  | Out of Warranty | STATCON Energia Private Limtied |  |  |  |  | STATCON Energia Private Limtied | Schneider Electric | - | [5 empty] | Group Captive | HSEPL | Clean Solar Power Bellary Private Limited | Meera Corporation Kr | - | NA
BELLARY_BLOCK_3 | Bellary_BLOCK_3_INV_8_SMB_4 | BLOCK_3_SMB_8.4 | 17F02479G0 | Bellary_Block_3_INV_8 |  | 1000VDC 288A |  | 1 | SCB | Main Inventry | In Operation |  | Out of Warranty | STATCON Energia Private Limtied |  |  |  |  | STATCON Energia Private Limtied | Schneider Electric | - | [5 empty] | Group Captive | HSEPL | Clean Solar Power Bellary Private Limited | Meera Corporation Kr | - | NA
BELLARY_BLOCK_3 | BLOCK_3 INV2 M129 N3 ID-30 IP60 | MSAT_129 | - | BELLARY_BLOCK_3_MSAT_129 |  | 24VDC |  | 1 | MSAT |  | In Operation |  | In Warranty | Mahindra Susten |  |  |  |  | Mahindra Susten | Schneider Electric | MSAT200 | [5 empty] | Group Captive | HSEPL | Clean Solar Power Bellary Private Limited | Meera Corporation Kr | - | NA
BELLARY_BLOCK_3 | BLOCK_3 INV2 M130 N3 ID-29 IP60 | MSAT_130 | - | BELLARY_BLOCK_3_MSAT_130 |  | 24VDC |  | 1 | MSAT |  | In Operation |  | In Warranty | Mahindra Susten |  |  |  |  | Mahindra Susten | Schneider Electric | MSAT200 | [5 empty] | Group Captive | HSEPL | Clean Solar Power Bellary Private Limited | Meera Corporation Kr | - | NA
BELLARY_BLOCK_3 | BLOCK_3 INV2 M131 N3 ID-28 IP60 | MSAT_131 | - | BELLARY_BLOCK_3_MSAT_131 |  | 24VDC |  | 1 | MSAT |  | In Operation |  | In Warranty | Mahindra Susten |  |  |  |  | Mahindra Susten | Schneider Electric | MSAT200 | [5 empty] | Group Captive | HSEPL | Clean Solar Power Bellary Private Limited | Meera Corporation Kr | - | NA
BELLARY_BLOCK_3 | BLOCK_3 INV1 M132 N3 ID-27 IP60 | MSAT_132 | - | BELLARY_BLOCK_3_MSAT_132 |  | 24VDC |  | 1 | MSAT |  | In Operation |  | In Warranty | Mahindra Susten |  |  |  |  | Mahindra Susten | Schneider Electric | MSAT200 | [5 empty] | Group Captive | HSEPL | Clean Solar Power Bellary Private Limited | Meera Corporation Kr | - | NA
BELLARY_BLOCK_3 | BLOCK_3 INV1 M133 N3 ID-26 IP60 | MSAT_133 | - | BELLARY_BLOCK_3_MSAT_133 |  | 24VDC |  | 1 | MSAT |  | In Operation |  | In Warranty | Mahindra Susten |  |  |  |  | Mahindra Susten | Schneider Electric | MSAT200 | [5 empty] | Group Captive | HSEPL | Clean Solar Power Bellary Private Limited | Meera Corporation Kr | - | NA
BELLARY_BLOCK_3 | BLOCK_3 INV1 M134 N3 ID-25 IP60 | MSAT_134 | - | BELLARY_BLOCK_3_MSAT_134 |  | 24VDC |  | 1 | MSAT |  | In Operation |  | In Warranty | Mahindra Susten |  |  |  |  | Mahindra Susten | Schneider Electric | MSAT200 | [5 empty] | Group Captive | HSEPL | Clean Solar Power Bellary Private Limited | Meera Corporation Kr | - | NA
BELLARY_BLOCK_3 | BLOCK_3 INV1 M135 N3 ID-24 IP60 | MSAT_135 | - | BELLARY_BLOCK_3_MSAT_135 |  | 24VDC |  | 1 | MSAT |  | In Operation |  | In Warranty | Mahindra Susten |  |  |  |  | Mahindra Susten | Schneider Electric | MSAT200 | [5 empty] | Group Captive | HSEPL | Clean Solar Power Bellary Private Limited | Meera Corporation Kr | - | NA
BELLARY_BLOCK_3 | BLOCK_3 INV1 M136 N3 ID-23 IP60 | MSAT_136 | - | BELLARY_BLOCK_3_MSAT_136 |  | 24VDC |  | 1 | MSAT |  | In Operation |  | In Warranty | Mahindra Susten |  |  |  |  | Mahindra Susten | Schneider Electric | MSAT200 | [5 empty] | Group Captive | HSEPL | Clean Solar Power Bellary Private Limited | Meera Corporation Kr | - | NA
BELLARY_BLOCK_3 | BLOCK_3 INV1 M137 N3 ID-22 IP60 | MSAT_137 | - | BELLARY_BLOCK_3_MSAT_137 |  | 24VDC |  | 1 | MSAT |  | In Operation |  | In Warranty | Mahindra Susten |  |  |  |  | Mahindra Susten | Schneider Electric | MSAT200 | [5 empty] | Group Captive | HSEPL | Clean Solar Power Bellary Private Limited | Meera Corporation Kr | - | NA
BELLARY_BLOCK_3 | BLOCK_3 INV1 M138 N3 ID-21 IP60 | MSAT_138 | - | BELLARY_BLOCK_3_MSAT_138 |  | 24VDC |  | 1 | MSAT |  | In Operation |  | In Warranty | Mahindra Susten |  |  |  |  | Mahindra Susten | Schneider Electric | MSAT200 | [5 empty] | Group Captive | HSEPL | Clean Solar Power Bellary Private Limited | Meera Corporation Kr | - | NA
BELLARY_BLOCK_3 | BLOCK_3 INV1 M139 N3 ID-20 IP60 | MSAT_139 | - | BELLARY_BLOCK_3_MSAT_139 |  | 24VDC |  | 1 | MSAT |  | In Operation |  | In Warranty | Mahindra Susten |  |  |  |  | Mahindra Susten | Schneider Electric | MSAT200 | [5 empty] | Group Captive | HSEPL | Clean Solar Power Bellary Private Limited | Meera Corporation Kr | - | NA
BELLARY_BLOCK_3 | BLOCK_3 INV4 M140 N3 ID-31 IP60 | MSAT_140 | - | BELLARY_BLOCK_3_MSAT_140 |  | 24VDC |  | 1 | MSAT |  | In Operation |  | In Warranty | Mahindra Susten |  |  |  |  | Mahindra Susten | Schneider Electric | MSAT200 | [5 empty] | Group Captive | HSEPL | Clean Solar Power Bellary Private Limited | Meera Corporation Kr | - | NA
BELLARY_BLOCK_3 | BLOCK_3 INV4 M141 N3 ID-32 IP60 | MSAT_141 | - | BELLARY_BLOCK_3_MSAT_141 |  | 24VDC |  | 1 | MSAT |  | In Operation |  | In Warranty | Mahindra Susten |  |  |  |  | Mahindra Susten | Schneider Electric | MSAT200 | [5 empty] | Group Captive | HSEPL | Clean Solar Power Bellary Private Limited | Meera Corporation Kr | - | NA
BELLARY_BLOCK_3 | BLOCK_3 INV2 M142 N3 ID-33 IP60 | MSAT_142 | - | BELLARY_BLOCK_3_MSAT_142 |  | 24VDC |  | 1 | MSAT |  | In Operation |  | In Warranty | Mahindra Susten |  |  |  |  | Mahindra Susten | Schneider Electric | MSAT200 | [5 empty] | Group Captive | HSEPL | Clean Solar Power Bellary Private Limited | Meera Corporation Kr | - | NA
BELLARY_BLOCK_3 | BLOCK_3 INV2 M143 N3 ID-34 IP60 | MSAT_143 | - | BELLARY_BLOCK_3_MSAT_143 |  | 24VDC |  | 1 | MSAT |  | In Operation |  | In Warranty | Mahindra Susten |  |  |  |  | Mahindra Susten | Schneider Electric | MSAT200 | [5 empty] | Group Captive | HSEPL | Clean Solar Power Bellary Private Limited | Meera Corporation Kr | - | NA
BELLARY_BLOCK_3 | BLOCK_3 INV2 M144 N3 ID-35 IP60 | MSAT_144 | - | BELLARY_BLOCK_3_MSAT_144 |  | 24VDC |  | 1 | MSAT |  | In Operation |  | In Warranty | Mahindra Susten |  |  |  |  | Mahindra Susten | Schneider Electric | MSAT200 | [5 empty] | Group Captive | HSEPL | Clean Solar Power Bellary Private Limited | Meera Corporation Kr | - | NA
BELLARY_BLOCK_3 | BLOCK_3 INV2 M145 N3 ID-36 IP60 | MSAT_145 | - | BELLARY_BLOCK_3_MSAT_145 |  | 24VDC |  | 1 | MSAT |  | In Operation |  | In Warranty | Mahindra Susten |  |  |  |  | Mahindra Susten | Schneider Electric | MSAT200 | [5 empty] | Group Captive | HSEPL | Clean Solar Power Bellary Private Limited | Meera Corporation Kr | - | NA
BELLARY_BLOCK_3 | BLOCK_3 INV2 M146 N3 ID-37 IP60 | MSAT_146 | - | BELLARY_BLOCK_3_MSAT_146 |  | 24VDC |  | 1 | MSAT |  | In Operation |  | In Warranty | Mahindra Susten |  |  |  |  | Mahindra Susten | Schneider Electric | MSAT200 | [5 empty] | Group Captive | HSEPL | Clean Solar Power Bellary Private Limited | Meera Corporation Kr | - | NA
BELLARY_BLOCK_3 | BLOCK_3 INV3 M147 N3 ID-38 IP60 | MSAT_147 | - | BELLARY_BLOCK_3_MSAT_147 |  | 24VDC |  | 1 | MSAT |  | In Operation |  | In Warranty | Mahindra Susten |  |  |  |  | Mahindra Susten | Schneider Electric | MSAT200 | [5 empty] | Group Captive | HSEPL | Clean Solar Power Bellary Private Limited | Meera Corporation Kr | - | NA
BELLARY_BLOCK_3 | BLOCK_3 INV4 M148 N3 ID-39 IP60 | MSAT_148 | - | BELLARY_BLOCK_3_MSAT_148 |  | 24VDC |  | 1 | MSAT |  | In Operation |  | In Warranty | Mahindra Susten |  |  |  |  | Mahindra Susten | Schneider Electric | MSAT200 | [5 empty] | Group Captive | HSEPL | Clean Solar Power Bellary Private Limited | Meera Corporation Kr | - | NA
BELLARY_BLOCK_3 | BLOCK_3 INV4 M149 N3 ID-40 IP60 | MSAT_149 | - | BELLARY_BLOCK_3_MSAT_149 |  | 24VDC |  | 1 | MSAT |  | In Operation |  | In Warranty | Mahindra Susten |  |  |  |  | Mahindra Susten | Schneider Electric | MSAT200 | [5 empty] | Group Captive | HSEPL | Clean Solar Power Bellary Private Limited | Meera Corporation Kr | - | NA
BELLARY_BLOCK_3 | BLOCK_3 INV3 M150 N3 ID-41 IP60 | MSAT_150 | - | BELLARY_BLOCK_3_MSAT_150 |  | 24VDC |  | 1 | MSAT |  | In Operation |  | In Warranty | Mahindra Susten |  |  |  |  | Mahindra Susten | Schneider Electric | MSAT200 | [5 empty] | Group Captive | HSEPL | Clean Solar Power Bellary Private Limited | Meera Corporation Kr | - | NA
BELLARY_BLOCK_3 | BLOCK_3 INV4 M151 N3 ID-47 IP60 | MSAT_151 | - | BELLARY_BLOCK_3_MSAT_151 |  | 24VDC |  | 1 | MSAT |  | In Operation |  | In Warranty | Mahindra Susten |  |  |  |  | Mahindra Susten | Schneider Electric | MSAT200 | [5 empty] | Group Captive | HSEPL | Clean Solar Power Bellary Private Limited | Meera Corporation Kr | - | NA
BELLARY_BLOCK_3 | BLOCK_3 INV4 M152 N3 ID-46 IP60 | MSAT_152 | - | BELLARY_BLOCK_3_MSAT_152 |  | 24VDC |  | 1 | MSAT |  | In Operation |  | In Warranty | Mahindra Susten |  |  |  |  | Mahindra Susten | Schneider Electric | MSAT200 | [5 empty] | Group Captive | HSEPL | Clean Solar Power Bellary Private Limited | Meera Corporation Kr | - | NA
BELLARY_BLOCK_3 | BLOCK_3 INV3 M153 N3 ID-45 IP60 | MSAT_153 | - | BELLARY_BLOCK_3_MSAT_153 |  | 24VDC |  | 1 | MSAT |  | In Operation |  | In Warranty | Mahindra Susten |  |  |  |  | Mahindra Susten | Schneider Electric | MSAT200 | [5 empty] | Group Captive | HSEPL | Clean Solar Power Bellary Private Limited | Meera Corporation Kr | - | NA
BELLARY_BLOCK_3 | BLOCK_3 INV3 M154 N3 ID-44 IP60 | MSAT_154 | - | BELLARY_BLOCK_3_MSAT_154 |  | 24VDC |  | 1 | MSAT |  | In Operation |  | In Warranty | Mahindra Susten |  |  |  |  | Mahindra Susten | Schneider Electric | MSAT200 | [5 empty] | Group Captive | HSEPL | Clean Solar Power Bellary Private Limited | Meera Corporation Kr | - | NA
BELLARY_BLOCK_3 | BLOCK_3 INV3 M155 N3 ID-43 IP60 | MSAT_155 | - | BELLARY_BLOCK_3_MSAT_155 |  | 24VDC |  | 1 | MSAT |  | In Operation |  | In Warranty | Mahindra Susten |  |  |  |  | Mahindra Susten | Schneider Electric | MSAT200 | [5 empty] | Group Captive | HSEPL | Clean Solar Power Bellary Private Limited | Meera Corporation Kr | - | NA
BELLARY_BLOCK_3 | BLOCK_3 INV3 M156 N3 ID-42 IP60 | MSAT_156 | - | BELLARY_BLOCK_3_MSAT_156 |  | 24VDC |  | 1 | MSAT |  | In Operation |  | In Warranty | Mahindra Susten |  |  |  |  | Mahindra Susten | Schneider Electric | MSAT200 | [5 empty] | Group Captive | HSEPL | Clean Solar Power Bellary Private Limited | Meera Corporation Kr | - | NA
BELLARY_BLOCK_3 | BLOCK_3 INV6 M199 N5 ID-2 IP70 | MSAT_199 | - | BELLARY_BLOCK_3_MSAT_199 |  | 24VDC |  | 1 | MSAT |  | In Operation |  | In Warranty | Mahindra Susten |  |  |  |  | Mahindra Susten | Schneider Electric | MSAT200 | [5 empty] | Group Captive | HSEPL | Clean Solar Power Bellary Private Limited | Meera Corporation Kr | - | NA
BELLARY_BLOCK_3 | BLOCK_3 INV4 M200 N5 ID-3 IP70 | MSAT_200 | - | BELLARY_BLOCK_3_MSAT_200 |  | 24VDC |  | 1 | MSAT |  | In Operation |  | In Warranty | Mahindra Susten |  |  |  |  | Mahindra Susten | Schneider Electric | MSAT200 | [5 empty] | Group Captive | HSEPL | Clean Solar Power Bellary Private Limited | Meera Corporation Kr | - | NA
BELLARY_BLOCK_3 | BLOCK_3 INV4 M201 N5 ID-4 IP70 | MSAT_201 | - | BELLARY_BLOCK_3_MSAT_201 |  | 24VDC |  | 1 | MSAT |  | In Operation |  | In Warranty | Mahindra Susten |  |  |  |  | Mahindra Susten | Schneider Electric | MSAT200 | [5 empty] | Group Captive | HSEPL | Clean Solar Power Bellary Private Limited | Meera Corporation Kr | - | NA
BELLARY_BLOCK_3 | BLOCK_3 INV5 M202 N5 ID-5 IP70 | MSAT_202 | - | BELLARY_BLOCK_3_MSAT_202 |  | 24VDC |  | 1 | MSAT |  | In Operation |  | In Warranty | Mahindra Susten |  |  |  |  | Mahindra Susten | Schneider Electric | MSAT200 | [5 empty] | Group Captive | HSEPL | Clean Solar Power Bellary Private Limited | Meera Corporation Kr | - | NA
BELLARY_BLOCK_3 | BLOCK_3 INV5 M203 N5 ID-6 IP70 | MSAT_203 | - | BELLARY_BLOCK_3_MSAT_203 |  | 24VDC |  | 1 | MSAT |  | In Operation |  | In Warranty | Mahindra Susten |  |  |  |  | Mahindra Susten | Schneider Electric | MSAT200 | [5 empty] | Group Captive | HSEPL | Clean Solar Power Bellary Private Limited | Meera Corporation Kr | - | NA
BELLARY_BLOCK_3 | BLOCK_3 INV5 M204 N5 ID-7 IP70 | MSAT_204 | - | BELLARY_BLOCK_3_MSAT_204 |  | 24VDC |  | 1 | MSAT |  | In Operation |  | In Warranty | Mahindra Susten |  |  |  |  | Mahindra Susten | Schneider Electric | MSAT200 | [5 empty] | Group Captive | HSEPL | Clean Solar Power Bellary Private Limited | Meera Corporation Kr | - | NA
BELLARY_BLOCK_3 | BLOCK_3 INV8 M205 N5 ID-15 IP70 | MSAT_205 | - | BELLARY_BLOCK_3_MSAT_205 |  | 24VDC |  | 1 | MSAT |  | In Operation |  | In Warranty | Mahindra Susten |  |  |  |  | Mahindra Susten | Schneider Electric | MSAT200 | [5 empty] | Group Captive | HSEPL | Clean Solar Power Bellary Private Limited | Meera Corporation Kr | - | NA
BELLARY_BLOCK_3 | BLOCK_3 INV6 M206 N5 ID-14 IP70 | MSAT_206 | - | BELLARY_BLOCK_3_MSAT_206 |  | 24VDC |  | 1 | MSAT |  | In Operation |  | In Warranty | Mahindra Susten |  |  |  |  | Mahindra Susten | Schneider Electric | MSAT200 | [5 empty] | Group Captive | HSEPL | Clean Solar Power Bellary Private Limited | Meera Corporation Kr | - | NA
BELLARY_BLOCK_3 | BLOCK_3 INV6 M207 N5 ID-13 IP70 | MSAT_207 | - | BELLARY_BLOCK_3_MSAT_207 |  | 24VDC |  | 1 | MSAT |  | In Operation |  | In Warranty | Mahindra Susten |  |  |  |  | Mahindra Susten | Schneider Electric | MSAT200 | [5 empty] | Group Captive | HSEPL | Clean Solar Power Bellary Private Limited | Meera Corporation Kr | - | NA
BELLARY_BLOCK_3 | BLOCK_3 INV6 M208 N5 ID-12 IP70 | MSAT_208 | - | BELLARY_BLOCK_3_MSAT_208 |  | 24VDC |  | 1 | MSAT |  | In Operation |  | In Warranty | Mahindra Susten |  |  |  |  | Mahindra Susten | Schneider Electric | MSAT200 | [5 empty] | Group Captive | HSEPL | Clean Solar Power Bellary Private Limited | Meera Corporation Kr | - | NA
BELLARY_BLOCK_3 | BLOCK_3 INV6 M209 N5 ID-11 IP70 | MSAT_209 | - | BELLARY_BLOCK_3_MSAT_209 |  | 24VDC |  | 1 | MSAT |  | In Operation |  | In Warranty | Mahindra Susten |  |  |  |  | Mahindra Susten | Schneider Electric | MSAT200 | [5 empty] | Group Captive | HSEPL | Clean Solar Power Bellary Private Limited | Meera Corporation Kr | - | NA
BELLARY_BLOCK_3 | BLOCK_3 INV6 M210 N5 ID-10 IP70 | MSAT_210 | - | BELLARY_BLOCK_3_MSAT_210 |  | 24VDC |  | 1 | MSAT |  | In Operation |  | In Warranty | Mahindra Susten |  |  |  |  | Mahindra Susten | Schneider Electric | MSAT200 | [5 empty] | Group Captive | HSEPL | Clean Solar Power Bellary Private Limited | Meera Corporation Kr | - | NA
BELLARY_BLOCK_3 | BLOCK_3 INV5 M211 N5 ID-9 IP70 | MSAT_211 | - | BELLARY_BLOCK_3_MSAT_211 |  | 24VDC |  | 1 | MSAT |  | In Operation |  | In Warranty | Mahindra Susten |  |  |  |  | Mahindra Susten | Schneider Electric | MSAT200 | [5 empty] | Group Captive | HSEPL | Clean Solar Power Bellary Private Limited | Meera Corporation Kr | - | NA
BELLARY_BLOCK_3 | BLOCK_3 INV5 M212 N5 ID-8 IP70 | MSAT_212 | - | BELLARY_BLOCK_3_MSAT_212 |  | 24VDC |  | 1 | MSAT |  | In Operation |  | In Warranty | Mahindra Susten |  |  |  |  | Mahindra Susten | Schneider Electric | MSAT200 | [5 empty] | Group Captive | HSEPL | Clean Solar Power Bellary Private Limited | Meera Corporation Kr | - | NA
BELLARY_BLOCK_3 | BLOCK_3 INV8 M214/2 N5 ID-17 IP70 | MSAT_214/2 | - | BELLARY_BLOCK_3_MSAT_214/2 |  | 24VDC |  | 1 | MSAT |  | In Operation |  | In Warranty | Mahindra Susten |  |  |  |  | Mahindra Susten | Schneider Electric | MSAT200 | [5 empty] | Group Captive | HSEPL | Clean Solar Power Bellary Private Limited | Meera Corporation Kr | - | NA
BELLARY_BLOCK_3 | BLOCK_3 INV8 M215 N5 ID-18 IP70 | MSAT_215 | - | BELLARY_BLOCK_3_MSAT_215 |  | 24VDC |  | 1 | MSAT |  | In Operation |  | In Warranty | Mahindra Susten |  |  |  |  | Mahindra Susten | Schneider Electric | MSAT200 | [5 empty] | Group Captive | HSEPL | Clean Solar Power Bellary Private Limited | Meera Corporation Kr | - | NA
BELLARY_BLOCK_3 | BLOCK_3 INV8 M216 N5 ID-19 IP70 | MSAT_216 | - | BELLARY_BLOCK_3_MSAT_216 |  | 24VDC |  | 1 | MSAT |  | In Operation |  | In Warranty | Mahindra Susten |  |  |  |  | Mahindra Susten | Schneider Electric | MSAT200 | [5 empty] | Group Captive | HSEPL | Clean Solar Power Bellary Private Limited | Meera Corporation Kr | - | NA
BELLARY_BLOCK_3 | BLOCK_3 INV8 M217 N5 ID-20 IP70 | MSAT_217 | - | BELLARY_BLOCK_3_MSAT_217 |  | 24VDC |  | 1 | MSAT |  | In Operation |  | In Warranty | Mahindra Susten |  |  |  |  | Mahindra Susten | Schneider Electric | MSAT200 | [5 empty] | Group Captive | HSEPL | Clean Solar Power Bellary Private Limited | Meera Corporation Kr | - | NA
BELLARY_BLOCK_3 | BLOCK_3 INV8 M218 N5 ID-21 IP70 | MSAT_218 | - | BELLARY_BLOCK_3_MSAT_218 |  | 24VDC |  | 1 | MSAT |  | In Operation |  | In Warranty | Mahindra Susten |  |  |  |  | Mahindra Susten | Schneider Electric | MSAT200 | [5 empty] | Group Captive | HSEPL | Clean Solar Power Bellary Private Limited | Meera Corporation Kr | - | NA
BELLARY_BLOCK_3 | BLOCK_3 INV7 M219 N5 ID-22 IP70 | MSAT_219 | - | BELLARY_BLOCK_3_MSAT_219 |  | 24VDC |  | 1 | MSAT |  | In Operation |  | In Warranty | Mahindra Susten |  |  |  |  | Mahindra Susten | Schneider Electric | MSAT200 | [5 empty] | Group Captive | HSEPL | Clean Solar Power Bellary Private Limited | Meera Corporation Kr | - | NA
BELLARY_BLOCK_3 | BLOCK_3 INV7 M220 N5 ID-23 IP70 | MSAT_220 | - | BELLARY_BLOCK_3_MSAT_220 |  | 24VDC |  | 1 | MSAT |  | In Operation |  | In Warranty | Mahindra Susten |  |  |  |  | Mahindra Susten | Schneider Electric | MSAT200 | [5 empty] | Group Captive | HSEPL | Clean Solar Power Bellary Private Limited | Meera Corporation Kr | - | NA
BELLARY_BLOCK_3 | BLOCK_3 INV7 M221 N5 ID-24 IP70 | MSAT_221 | - | BELLARY_BLOCK_3_MSAT_221 |  | 24VDC |  | 1 | MSAT |  | In Operation |  | In Warranty | Mahindra Susten |  |  |  |  | Mahindra Susten | Schneider Electric | MSAT200 | [5 empty] | Group Captive | HSEPL | Clean Solar Power Bellary Private Limited | Meera Corporation Kr | - | NA
BELLARY_BLOCK_3 | BLOCK_3 INV7 M222 N5 ID-25 IP70 | MSAT_222 | - | BELLARY_BLOCK_3_MSAT_222 |  | 24VDC |  | 1 | MSAT |  | In Operation |  | In Warranty | Mahindra Susten |  |  |  |  | Mahindra Susten | Schneider Electric | MSAT200 | [5 empty] | Group Captive | HSEPL | Clean Solar Power Bellary Private Limited | Meera Corporation Kr | - | NA
BELLARY_BLOCK_3 | BLOCK_3 INV7 M223 N5 ID-26 IP70 | MSAT_223 | - | BELLARY_BLOCK_3_MSAT_223 |  | 24VDC |  | 1 | MSAT |  | In Operation |  | In Warranty | Mahindra Susten |  |  |  |  | Mahindra Susten | Schneider Electric | MSAT200 | [5 empty] | Group Captive | HSEPL | Clean Solar Power Bellary Private Limited | Meera Corporation Kr | - | NA
BELLARY_BLOCK_3 | BLOCK_3 INV8 M226 N5 ID-29 IP70 | MSAT_226 | - | BELLARY_BLOCK_3_MSAT_226 |  | 24VDC |  | 1 | MSAT |  | In Operation |  | In Warranty | Mahindra Susten |  |  |  |  | Mahindra Susten | Schneider Electric | MSAT200 | [5 empty] | Group Captive | HSEPL | Clean Solar Power Bellary Private Limited | Meera Corporation Kr | - | NA
BELLARY_BLOCK_3 | BLOCK_3 INV7 M157 N4 ID-5 IP65 | MSAT_157 | - | BELLARY_BLOCK_3_MSAT_157 |  | 24VDC |  | 1 | MSAT |  | In Operation |  | In Warranty | Mahindra Susten |  |  |  |  | Mahindra Susten | Schneider Electric | MSAT200 | [5 empty] | Group Captive | HSEPL | Clean Solar Power Bellary Private Limited | Meera Corporation Kr | - | NA
BELLARY_BLOCK_3 | BLOCK_3 INV7 M158 N4 ID-4 IP65 | MSAT_158 | - | BELLARY_BLOCK_3_MSAT_158 |  | 24VDC |  | 1 | MSAT |  | In Operation |  | In Warranty | Mahindra Susten |  |  |  |  | Mahindra Susten | Schneider Electric | MSAT200 | [5 empty] | Group Captive | HSEPL | Clean Solar Power Bellary Private Limited | Meera Corporation Kr | - | NA
BELLARY_BLOCK_3 | BLOCK_3 INV6 M159 N4 ID-3 IP65 | MSAT_159 | - | BELLARY_BLOCK_3_MSAT_159 |  | 24VDC |  | 1 | MSAT |  | In Operation |  | In Warranty | Mahindra Susten |  |  |  |  | Mahindra Susten | Schneider Electric | MSAT200 | [5 empty] | Group Captive | HSEPL | Clean Solar Power Bellary Private Limited | Meera Corporation Kr | - | NA
BELLARY_BLOCK_3 | BLOCK_3 INV5 M160 N4 ID-2 IP65 | MSAT_160 | - | BELLARY_BLOCK_3_MSAT_160 |  | 24VDC |  | 1 | MSAT |  | In Operation |  | In Warranty | Mahindra Susten |  |  |  |  | Mahindra Susten | Schneider Electric | MSAT200 | [5 empty] | Group Captive | HSEPL | Clean Solar Power Bellary Private Limited | Meera Corporation Kr | - | NA
BELLARY_BLOCK_3 | BLOCK_3 INV5 M161 N4 ID-10 IP65 | MSAT_161 | - | BELLARY_BLOCK_3_MSAT_161 |  | 24VDC |  | 1 | MSAT |  | In Operation |  | In Warranty | Mahindra Susten |  |  |  |  | Mahindra Susten | Schneider Electric | MSAT200 | [5 empty] | Group Captive | HSEPL | Clean Solar Power Bellary Private Limited | Meera Corporation Kr | - | NA
BELLARY_BLOCK_3 | BLOCK_3 INV5 M162 N4 ID-9 IP65 | MSAT_162 | - | BELLARY_BLOCK_3_MSAT_162 |  | 24VDC |  | 1 | MSAT |  | In Operation |  | In Warranty | Mahindra Susten |  |  |  |  | Mahindra Susten | Schneider Electric | MSAT200 | [5 empty] | Group Captive | HSEPL | Clean Solar Power Bellary Private Limited | Meera Corporation Kr | - | NA
BELLARY_BLOCK_3 | BLOCK_3 INV5 M163 N4 ID-8 IP65 | MSAT_163 | - | BELLARY_BLOCK_3_MSAT_163 |  | 24VDC |  | 1 | MSAT |  | In Operation |  | In Warranty | Mahindra Susten |  |  |  |  | Mahindra Susten | Schneider Electric | MSAT200 | [5 empty] | Group Captive | HSEPL | Clean Solar Power Bellary Private Limited | Meera Corporation Kr | - | NA
BELLARY_BLOCK_3 | BLOCK_3 INV5 M164 N4 ID-7 IP65 | MSAT_164 | - | BELLARY_BLOCK_3_MSAT_164 |  | 24VDC |  | 1 | MSAT |  | In Operation |  | In Warranty | Mahindra Susten |  |  |  |  | Mahindra Susten | Schneider Electric | MSAT200 | [5 empty] | Group Captive | HSEPL | Clean Solar Power Bellary Private Limited | Meera Corporation Kr | - | NA
BELLARY_BLOCK_3 | BLOCK_3 INV7 M165 N4 ID-6 IP65 | MSAT_165 | - | BELLARY_BLOCK_3_MSAT_165 |  | 24VDC |  | 1 | MSAT |  | In Operation |  | In Warranty | Mahindra Susten |  |  |  |  | Mahindra Susten | Schneider Electric | MSAT200 | [5 empty] | Group Captive | HSEPL | Clean Solar Power Bellary Private Limited | Meera Corporation Kr | - | NA
BELLARY_BLOCK_3 | BLOCK_3 Trackers | Actuators | - | Bellary_Block_3 |  | 24VDC |  | 292 | Tracker |  | In Operation |  | In Warranty | Wuxi Hongba Mechanical Electrical Equipment Co., Ltd |  |  |  |  | Wuxi Hongba Mechanical Electrical Equipment Co., Ltd | Schneider Electric | HB-DJ 828 | [5 empty] | Group Captive | HSEPL | Clean Solar Power Bellary Private Limited | Meera Corporation Kr | - | NA
BELLARY_BLOCK_3 | BLOCK_3 Pyronometer | CMP10 | 196270 | BELLARY_BLOCK_3 |  | 24VDC |  | 1 | POA_Radiation_Sensor |  | In Operation |  | Out of Warranty | KIPP & ZONEN |  |  |  |  | KIPP & ZONEN | Schneider Electric | CMP10 | [5 empty] | Group Captive | HSEPL | Clean Solar Power Bellary Private Limited | Meera Corporation Kr | - | NA
BELLARY_BLOCK_4 | Bellary_BLOCK_4_IDT_1 | Inverter Transformers | TBI/8286071/1 | Bellary_Block_4 |  |  | 2.8 MVA,11KV/380V, | 1 | Transformer | Main Inventry | In Operation |  | Out of Warranty | Schneider |  |  |  |  | Schneider | Schneider Electric | - | [5 empty] | Group Captive | HSEPL | Clean Solar Power Bellary Private Limited | Meera Corporation Kr | 2023-02-13 | 12
BELLARY_BLOCK_4 | Bellary_BLOCK_4_IDT_2 | Inverter Transformers | TBI/8255995/6 | Bellary_Block_4 |  |  | 2.8 MVA,11KV/380V, | 1 | Transformer | Main Inventry | In Operation |  | Out of Warranty | Schneider |  |  |  |  | Schneider | Schneider Electric | - | [5 empty] | Group Captive | HSEPL | Clean Solar Power Bellary Private Limited | Meera Corporation Kr | 2023-02-13 | 12
BELLARY_BLOCK_4 | Bellary_BLOCK_4_ACDB | ACDB |  | Bellary_BLOCK_4_ACDB |  |  | 433v / 200/1 A | 1 | ACDB | Main Inventry | In Operation |  | Out of Warranty | Schneider |  |  |  |  | Schneider | Schneider Electric | - | [5 empty] | Group Captive | HSEPL | Clean Solar Power Bellary Private Limited | Meera Corporation Kr | - | NA
BELLARY_BLOCK_4 | Bellary_BLOCK_4_Aux_Trafo | Aux Trafo | 0417/16506 | Bellary_Block_4 |  |  | 440, 5 KVA | 1 | Transformer | Main Inventry | In Operation |  | Out of Warranty | Shivalic |  |  |  |  | Shivalic | Schneider Electric | - | [5 empty] | Group Captive | HSEPL | Clean Solar Power Bellary Private Limited | Meera Corporation Kr | 2023-02-28 | 12
BELLARY_BLOCK_4 | Bellary_BLOCK_4_UPS | UPS | ZK453A2057 | BELLARY_BLOCK_4 |  | 36VDC/26Ah | 3KVA 220,230,240V | 1 | UPS | Main Inventry | In Operation |  | Out of Warranty | EATON |  |  |  |  | EATON | Schneider Electric | - | [5 empty] | Group Captive | HSEPL | Clean Solar Power Bellary Private Limited | Meera Corporation Kr | - | NA
BELLARY_BLOCK_4 | Bellary_BLOCK_4_RMU_1 | RMU | FBX171608 | BELLARY_BLOCK_4 |  |  | 12KV, 570 Amps | 1 | RMU | Main Inventry | In Operation |  | Out of Warranty | Schneider |  |  |  |  | Schneider | Schneider Electric | - | [5 empty] | Group Captive | HSEPL | Clean Solar Power Bellary Private Limited | Meera Corporation Kr | 2023-02-28 | 12
BELLARY_BLOCK_4 | Bellary_BLOCK_4_INV_1 | Inverter-1 | BBU21723000529 | Bellary_BLOCK_4 | 737.1 | 784 kW DC-1000V, 1280A | AC- 680kva /OP-380,1040A | 1 | Inverter | Main Inventry | In Operation |  | Out of Warranty | Schneider |  |  |  |  | Schneider | Schneider Electric | Conextcore XC 680 | [5 empty] | Group Captive | HSEPL | Clean Solar Power Bellary Private Limited | Meera Corporation Kr | - | NA
BELLARY_BLOCK_4 | Bellary_BLOCK_4_INV_2 | Inverter-2 | BBU21723000400 | Bellary_BLOCK_4 | 737.1 | 784 kW DC-1000V, 1280A | AC- 680kva /OP-380,1040A | 1 | Inverter | Main Inventry | In Operation |  | Out of Warranty | Schneider |  |  |  |  | Schneider | Schneider Electric | Conextcore XC 680 | [5 empty] | Group Captive | HSEPL | Clean Solar Power Bellary Private Limited | Meera Corporation Kr | - | NA
BELLARY_BLOCK_4 | Bellary_BLOCK_4_INV_3 | Inverter-3 | BBU21723000403 | Bellary_BLOCK_4 | 723.45 | 784 kW DC-1000V, 1280A | AC- 680kva /OP-380,1040A | 1 | Inverter | Main Inventry | In Operation |  | Out of Warranty | Schneider |  |  |  |  | Schneider | Schneider Electric | Conextcore XC 680 | [5 empty] | Group Captive | HSEPL | Clean Solar Power Bellary Private Limited | Meera Corporation Kr | - | NA
BELLARY_BLOCK_4 | Bellary_BLOCK_4_INV_4 | Inverter-4 | BBU21723000244 | Bellary_BLOCK_4 | 723.45 | 784 kW DC-1000V, 1280A | AC- 680kva /OP-380,1040A | 1 | Inverter | Main Inventry | In Operation |  | Out of Warranty | Schneider |  |  |  |  | Schneider | Schneider Electric | Conextcore XC 680 | [5 empty] | Group Captive | HSEPL | Clean Solar Power Bellary Private Limited | Meera Corporation Kr | - | NA
BELLARY_BLOCK_4 | Bellary_BLOCK_4_INV_5 | Inverter-5 | BBU21722000129 | Bellary_BLOCK_4 | 723.45 | 784 kW DC-1000V, 1280A | AC- 680kva /OP-380,1040A | 1 | Inverter | Main Inventry | In Operation |  | Out of Warranty | Schneider |  |  |  |  | Schneider | Schneider Electric | Conextcore XC 680 | [5 empty] | Group Captive | HSEPL | Clean Solar Power Bellary Private Limited | Meera Corporation Kr | - | NA
BELLARY_BLOCK_4 | Bellary_BLOCK_4_INV_6 | Inverter-6 | BBU21723000402 | Bellary_BLOCK_4 | 723.45 | 784 kW DC-1000V, 1280A | AC- 680kva /OP-380,1040A | 1 | Inverter | Main Inventry | In Operation |  | Out of Warranty | Schneider |  |  |  |  | Schneider | Schneider Electric | Conextcore XC 680 | [5 empty] | Group Captive | HSEPL | Clean Solar Power Bellary Private Limited | Meera Corporation Kr | - | NA
BELLARY_BLOCK_4 | Bellary_BLOCK_4_DC Fuse Box_1 | DC Fuse Box_1 | ALAPL-0054-2017-18/SL.013 | Bellary_Block_4_INV1 |  | 1000VDC 500A |  | 1 | DC Fuse Box | Main Inventry | In Operation |  | Out of Warranty | Adarsha |  |  |  |  | Adarsha | Schneider Electric | - | [5 empty] | Group Captive | HSEPL | Clean Solar Power Bellary Private Limited | Meera Corporation Kr | - | NA
BELLARY_BLOCK_4 | Bellary_BLOCK_4_DC Fuse Box_2 | DC Fuse Box_2 | ALAPL-0054-2017-18/SL.014 | Bellary_Block_4_INV2 |  | 1000VDC 500A |  | 1 | DC Fuse Box | Main Inventry | In Operation |  | Out of Warranty | Adarsha |  |  |  |  | Adarsha | Schneider Electric | - | [5 empty] | Group Captive | HSEPL | Clean Solar Power Bellary Private Limited | Meera Corporation Kr | - | NA
BELLARY_BLOCK_4 | Bellary_BLOCK_4_DC Fuse Box_3 | DC Fuse Box_3 | ALAPL-0054-2017-18/SL.012 | Bellary_Block_4_INV3 |  | 1000VDC 500A |  | 1 | DC Fuse Box | Main Inventry | In Operation |  | Out of Warranty | Adarsha |  |  |  |  | Adarsha | Schneider Electric | - | [5 empty] | Group Captive | HSEPL | Clean Solar Power Bellary Private Limited | Meera Corporation Kr | - | NA
BELLARY_BLOCK_4 | Bellary_BLOCK_4_DC Fuse Box_4 | DC Fuse Box_4 | ALAPL-0054-2017-18/SL.003 | Bellary_Block_4_INV4 |  | 1000VDC 500A |  | 1 | DC Fuse Box | Main Inventry | In Operation |  | Out of Warranty | Adarsha |  |  |  |  | Adarsha | Schneider Electric | - | [5 empty] | Group Captive | HSEPL | Clean Solar Power Bellary Private Limited | Meera Corporation Kr | - | NA
BELLARY_BLOCK_4 | Bellary_BLOCK_4_DC Fuse Box_5 | DC Fuse Box_5 | ALAPL-0054-2017-18/SL.004 | Bellary_Block_4_INV5 |  | 1000VDC 500A |  | 1 | DC Fuse Box | Main Inventry | In Operation |  | Out of Warranty | Adarsha |  |  |  |  | Adarsha | Schneider Electric | - | [5 empty] | Group Captive | HSEPL | Clean Solar Power Bellary Private Limited | Meera Corporation Kr | - | NA
BELLARY_BLOCK_4 | Bellary_BLOCK_4_DC Fuse Box_6 | DC Fuse Box_6 | ALAPL-0054-2017-18/SL.002 | Bellary_Block_4_INV6 |  | 1000VDC 500A |  | 1 | DC Fuse Box | Main Inventry | In Operation |  | Out of Warranty | Adarsha |  |  |  |  | Adarsha | Schneider Electric | - | [5 empty] | Group Captive | HSEPL | Clean Solar Power Bellary Private Limited | Meera Corporation Kr | - | NA
BELLARY_BLOCK_4 | Bellary_BLOCK_4_PLC | PLC | 103668129 | BELLARY_BLOCK_4 |  | 24v Dc | 230 AC | 1 | SCADA | Main Inventry | In Operation |  | Out of Warranty | Adarsha |  |  |  |  | Adarsha | Schneider Electric | - | [5 empty] | Group Captive | HSEPL | Clean Solar Power Bellary Private Limited | Meera Corporation Kr | - | NA
BELLARY_BLOCK_4 | Bellary_BLOCK_4_INV_1_SMB_1 | BLOCK_3_SMB_1.1 | 17F02508G0 | Bellary_Block_4_INV_1 |  | 1000VDC 288A |  | 1 | SCB | Main Inventry | In Operation |  | Out of Warranty | STATCON Energia Private Limtied |  |  |  |  | STATCON Energia Private Limtied | Schneider Electric | - | [5 empty] | Group Captive | HSEPL | Clean Solar Power Bellary Private Limited | Meera Corporation Kr | - | NA
BELLARY_BLOCK_4 | Bellary_BLOCK_4_INV_1_SMB_2 | BLOCK_3_SMB_1.2 | 17F02497G0 | Bellary_Block_4_INV_1 |  | 1000VDC 288A |  | 1 | SCB | Main Inventry | In Operation |  | Out of Warranty | STATCON Energia Private Limtied |  |  |  |  | STATCON Energia Private Limtied | Schneider Electric | - | [5 empty] | Group Captive | HSEPL | Clean Solar Power Bellary Private Limited | Meera Corporation Kr | - | NA
BELLARY_BLOCK_4 | Bellary_BLOCK_4_INV_1_SMB_3 | BLOCK_3_SMB_1.3 | 17F02544G0 | Bellary_Block_4_INV_1 |  | 1000VDC 288A |  | 1 | SCB | Main Inventry | In Operation |  | Out of Warranty | STATCON Energia Private Limtied |  |  |  |  | STATCON Energia Private Limtied | Schneider Electric | - | [5 empty] | Group Captive | HSEPL | Clean Solar Power Bellary Private Limited | Meera Corporation Kr | - | NA
BELLARY_BLOCK_4 | Bellary_BLOCK_4_INV_1_SMB_4 | BLOCK_3_SMB_1.4 | 17F02496G0 | Bellary_Block_4_INV_1 |  | 1000VDC 288A |  | 1 | SCB | Main Inventry | In Operation |  | Out of Warranty | STATCON Energia Private Limtied |  |  |  |  | STATCON Energia Private Limtied | Schneider Electric | - | [5 empty] | Group Captive | HSEPL | Clean Solar Power Bellary Private Limited | Meera Corporation Kr | - | NA
BELLARY_BLOCK_4 | Bellary_BLOCK_4_INV_2_SMB_1 | BLOCK_3_SMB_2.1 | 17F02435G0 | Bellary_Block_4_INV_2 |  | 1000VDC 288A |  | 1 | SCB | Main Inventry | In Operation |  | Out of Warranty | STATCON Energia Private Limtied |  |  |  |  | STATCON Energia Private Limtied | Schneider Electric | - | [5 empty] | Group Captive | HSEPL | Clean Solar Power Bellary Private Limited | Meera Corporation Kr | - | NA
BELLARY_BLOCK_4 | Bellary_BLOCK_4_INV_2_SMB_2 | BLOCK_3_SMB_2.2 | 17F02440G0 | Bellary_Block_4_INV_2 |  | 1000VDC 288A |  | 1 | SCB | Main Inventry | In Operation |  | Out of Warranty | STATCON Energia Private Limtied |  |  |  |  | STATCON Energia Private Limtied | Schneider Electric | - | [5 empty] | Group Captive | HSEPL | Clean Solar Power Bellary Private Limited | Meera Corporation Kr | - | NA
BELLARY_BLOCK_4 | Bellary_BLOCK_4_INV_2_SMB_3 | BLOCK_3_SMB_2.3 | 17F02539G0 | Bellary_Block_4_INV_2 |  | 1000VDC 288A |  | 1 | SCB | Main Inventry | In Operation |  | Out of Warranty | STATCON Energia Private Limtied |  |  |  |  | STATCON Energia Private Limtied | Schneider Electric | - | [5 empty] | Group Captive | HSEPL | Clean Solar Power Bellary Private Limited | Meera Corporation Kr | - | NA
BELLARY_BLOCK_4 | Bellary_BLOCK_4_INV_2_SMB_4 | BLOCK_3_SMB_2.4 | 17F02505G0 | Bellary_Block_4_INV_2 |  | 1000VDC 288A |  | 1 | SCB | Main Inventry | In Operation |  | Out of Warranty | STATCON Energia Private Limtied |  |  |  |  | STATCON Energia Private Limtied | Schneider Electric | - | [5 empty] | Group Captive | HSEPL | Clean Solar Power Bellary Private Limited | Meera Corporation Kr | - | NA
BELLARY_BLOCK_4 | Bellary_BLOCK_4_INV_3_SMB_1 | BLOCK_3_SMB_3.1 | 17F02436G0 | Bellary_Block_4_INV_3 |  | 1000VDC 288A |  | 1 | SCB | Main Inventry | In Operation |  | Out of Warranty | STATCON Energia Private Limtied |  |  |  |  | STATCON Energia Private Limtied | Schneider Electric | - | [5 empty] | Group Captive | HSEPL | Clean Solar Power Bellary Private Limited | Meera Corporation Kr | - | NA
BELLARY_BLOCK_4 | Bellary_BLOCK_4_INV_3_SMB_2 | BLOCK_3_SMB_3.2 | 17F02525G0 | Bellary_Block_4_INV_3 |  | 1000VDC 288A |  | 1 | SCB | Main Inventry | In Operation |  | Out of Warranty | STATCON Energia Private Limtied |  |  |  |  | STATCON Energia Private Limtied | Schneider Electric | - | [5 empty] | Group Captive | HSEPL | Clean Solar Power Bellary Private Limited | Meera Corporation Kr | - | NA
BELLARY_BLOCK_4 | Bellary_BLOCK_4_INV_3_SMB_3 | BLOCK_3_SMB_3.3 | 17F02450G0 | Bellary_Block_4_INV_3 |  | 1000VDC 288A |  | 1 | SCB | Main Inventry | In Operation |  | Out of Warranty | STATCON Energia Private Limtied |  |  |  |  | STATCON Energia Private Limtied | Schneider Electric | - | [5 empty] | Group Captive | HSEPL | Clean Solar Power Bellary Private Limited | Meera Corporation Kr | - | NA
BELLARY_BLOCK_4 | Bellary_BLOCK_4_INV_3_SMB_4 | BLOCK_3_SMB_3.4 | 17F02487G0 | Bellary_Block_4_INV_3 |  | 1000VDC 288A |  | 1 | SCB | Main Inventry | In Operation |  | Out of Warranty | STATCON Energia Private Limtied |  |  |  |  | STATCON Energia Private Limtied | Schneider Electric | - | [5 empty] | Group Captive | HSEPL | Clean Solar Power Bellary Private Limited | Meera Corporation Kr | - | NA
BELLARY_BLOCK_4 | Bellary_BLOCK_4_INV_4_SMB_1 | BLOCK_3_SMB_4.1 | 17F02522G0 | Bellary_Block_4_INV_4 |  | 1000VDC 288A |  | 1 | SCB | Main Inventry | In Operation |  | Out of Warranty | STATCON Energia Private Limtied |  |  |  |  | STATCON Energia Private Limtied | Schneider Electric | - | [5 empty] | Group Captive | HSEPL | Clean Solar Power Bellary Private Limited | Meera Corporation Kr | - | NA
BELLARY_BLOCK_4 | Bellary_BLOCK_4_INV_4_SMB_2 | BLOCK_3_SMB_4.2 | 17F02470G0 | Bellary_Block_4_INV_4 |  | 1000VDC 288A |  | 1 | SCB | Main Inventry | In Operation |  | Out of Warranty | STATCON Energia Private Limtied |  |  |  |  | STATCON Energia Private Limtied | Schneider Electric | - | [5 empty] | Group Captive | HSEPL | Clean Solar Power Bellary Private Limited | Meera Corporation Kr | - | NA
BELLARY_BLOCK_4 | Bellary_BLOCK_4_INV_4_SMB_3 | BLOCK_3_SMB_4.3 | 17F02451G0 | Bellary_Block_4_INV_4 |  | 1000VDC 288A |  | 1 | SCB | Main Inventry | In Operation |  | Out of Warranty | STATCON Energia Private Limtied |  |  |  |  | STATCON Energia Private Limtied | Schneider Electric | - | [5 empty] | Group Captive | HSEPL | Clean Solar Power Bellary Private Limited | Meera Corporation Kr | - | NA
BELLARY_BLOCK_4 | Bellary_BLOCK_4_INV_4_SMB_4 | BLOCK_3_SMB_4.4 | 17F02473G0 | Bellary_Block_4_INV_4 |  | 1000VDC 288A |  | 1 | SCB | Main Inventry | In Operation |  | Out of Warranty | STATCON Energia Private Limtied |  |  |  |  | STATCON Energia Private Limtied | Schneider Electric | - | [5 empty] | Group Captive | HSEPL | Clean Solar Power Bellary Private Limited | Meera Corporation Kr | - | NA
BELLARY_BLOCK_4 | Bellary_BLOCK_4_INV_5_SMB_1 | BLOCK_3_SMB_5.1 | 17F02524G0 | Bellary_Block_4_INV_5 |  | 1000VDC 288A |  | 1 | SCB | Main Inventry | In Operation |  | Out of Warranty | STATCON Energia Private Limtied |  |  |  |  | STATCON Energia Private Limtied | Schneider Electric | - | [5 empty] | Group Captive | HSEPL | Clean Solar Power Bellary Private Limited | Meera Corporation Kr | - | NA
BELLARY_BLOCK_4 | Bellary_BLOCK_4_INV_5_SMB_2 | BLOCK_3_SMB_5.2 | 17F02536G0 | Bellary_Block_4_INV_5 |  | 1000VDC 288A |  | 1 | SCB | Main Inventry | In Operation |  | Out of Warranty | STATCON Energia Private Limtied |  |  |  |  | STATCON Energia Private Limtied | Schneider Electric | - | [5 empty] | Group Captive | HSEPL | Clean Solar Power Bellary Private Limited | Meera Corporation Kr | - | NA
BELLARY_BLOCK_4 | Bellary_BLOCK_4_INV_5_SMB_3 | BLOCK_3_SMB_5.3 | 17F02444G0 | Bellary_Block_4_INV_5 |  | 1000VDC 288A |  | 1 | SCB | Main Inventry | In Operation |  | Out of Warranty | STATCON Energia Private Limtied |  |  |  |  | STATCON Energia Private Limtied | Schneider Electric | - | [5 empty] | Group Captive | HSEPL | Clean Solar Power Bellary Private Limited | Meera Corporation Kr | - | NA
BELLARY_BLOCK_4 | Bellary_BLOCK_4_INV_5_SMB_4 | BLOCK_3_SMB_5.4 | 17F02499G0 | Bellary_Block_4_INV_5 |  | 1000VDC 288A |  | 1 | SCB | Main Inventry | In Operation |  | Out of Warranty | STATCON Energia Private Limtied |  |  |  |  | STATCON Energia Private Limtied | Schneider Electric | - | [5 empty] | Group Captive | HSEPL | Clean Solar Power Bellary Private Limited | Meera Corporation Kr | - | NA
BELLARY_BLOCK_4 | Bellary_BLOCK_4_INV_6_SMB_1 | BLOCK_3_SMB_6.1 | 17F02547G0 | Bellary_Block_4_INV_6 |  | 1000VDC 288A |  | 1 | SCB | Main Inventry | In Operation |  | Out of Warranty | STATCON Energia Private Limtied |  |  |  |  | STATCON Energia Private Limtied | Schneider Electric | - | [5 empty] | Group Captive | HSEPL | Clean Solar Power Bellary Private Limited | Meera Corporation Kr | - | NA
BELLARY_BLOCK_4 | Bellary_BLOCK_4_INV_6_SMB_2 | BLOCK_3_SMB_6.2 | 17F02491G0 | Bellary_Block_4_INV_6 |  | 1000VDC 288A |  | 1 | SCB | Main Inventry | In Operation |  | Out of Warranty | STATCON Energia Private Limtied |  |  |  |  | STATCON Energia Private Limtied | Schneider Electric | - | [5 empty] | Group Captive | HSEPL | Clean Solar Power Bellary Private Limited | Meera Corporation Kr | - | NA
BELLARY_BLOCK_4 | Bellary_BLOCK_4_INV_6_SMB_3 | BLOCK_3_SMB_6.3 | 17F02516G0 | Bellary_Block_4_INV_6 |  | 1000VDC 288A |  | 1 | SCB | Main Inventry | In Operation |  | Out of Warranty | STATCON Energia Private Limtied |  |  |  |  | STATCON Energia Private Limtied | Schneider Electric | - | [5 empty] | Group Captive | HSEPL | Clean Solar Power Bellary Private Limited | Meera Corporation Kr | - | NA
BELLARY_BLOCK_4 | Bellary_BLOCK_4_INV_6_SMB_4 | BLOCK_3_SMB_6.4 | 17F02457G0 | Bellary_Block_4_INV_6 |  | 1000VDC 288A |  | 1 | SCB | Main Inventry | In Operation |  | Out of Warranty | STATCON Energia Private Limtied |  |  |  |  | STATCON Energia Private Limtied | Schneider Electric | - | [5 empty] | Group Captive | HSEPL | Clean Solar Power Bellary Private Limited | Meera Corporation Kr | - | NA
BELLARY_BLOCK_4 | BLOCK_4 INV2 M214/3 N5 ID-17 IP70 | MSAT_214/3 | - | MSAT_214/3 |  | 24VDC |  | 1 | MSAT | Main Inventry | In Operation |  | In Warranty | Mahindra Susten |  |  |  |  | Mahindra Susten | Schneider Electric | MSAT200 | [5 empty] | Group Captive | HSEPL | Clean Solar Power Bellary Private Limited | Meera Corporation Kr | - | NA
BELLARY_BLOCK_4 | BLOCK_4 INV2 M224 N5 ID-27 IP70 | MSAT_224 | - | MSAT_224 |  | 24VDC |  | 1 | MSAT | Main Inventry | In Operation |  | In Warranty | Mahindra Susten |  |  |  |  | Mahindra Susten | Schneider Electric | MSAT200 | [5 empty] | Group Captive | HSEPL | Clean Solar Power Bellary Private Limited | Meera Corporation Kr | - | NA
BELLARY_BLOCK_4 | BLOCK_4 INV2 M225/3 N5 ID-28 IP70 | MSAT_225/3 | - | MSAT_225/3 |  | 24VDC |  | 1 | MSAT | Main Inventry | In Operation |  | In Warranty | Mahindra Susten |  |  |  |  | Mahindra Susten | Schneider Electric | MSAT200 | [5 empty] | Group Captive | HSEPL | Clean Solar Power Bellary Private Limited | Meera Corporation Kr | - | NA
BELLARY_BLOCK_4 | BLOCK_4 INV1 M227 N5 ID-33 IP70 | MSAT_227 | - | MSAT_227 |  | 24VDC |  | 1 | MSAT | Main Inventry | In Operation |  | In Warranty | Mahindra Susten |  |  |  |  | Mahindra Susten | Schneider Electric | MSAT200 | [5 empty] | Group Captive | HSEPL | Clean Solar Power Bellary Private Limited | Meera Corporation Kr | - | NA
BELLARY_BLOCK_4 | BLOCK_4 INV1 M228 N5 ID-32 IP70 | MSAT_228 | - | MSAT_228 |  | 24VDC |  | 1 | MSAT | Main Inventry | In Operation |  | In Warranty | Mahindra Susten |  |  |  |  | Mahindra Susten | Schneider Electric | MSAT200 | [5 empty] | Group Captive | HSEPL | Clean Solar Power Bellary Private Limited | Meera Corporation Kr | - | NA
BELLARY_BLOCK_4 | BLOCK_4 INV2 M229 N5 ID-31 IP70 | MSAT_229 | - | MSAT_229 |  | 24VDC |  | 1 | MSAT | Main Inventry | In Operation |  | In Warranty | Mahindra Susten |  |  |  |  | Mahindra Susten | Schneider Electric | MSAT200 | [5 empty] | Group Captive | HSEPL | Clean Solar Power Bellary Private Limited | Meera Corporation Kr | - | NA
BELLARY_BLOCK_4 | BLOCK_4 INV2 M230 N5 ID-30 IP70 | MSAT_230 | - | MSAT_230 |  | 24VDC |  | 1 | MSAT | Main Inventry | In Operation |  | In Warranty | Mahindra Susten |  |  |  |  | Mahindra Susten | Schneider Electric | MSAT200 | [5 empty] | Group Captive | HSEPL | Clean Solar Power Bellary Private Limited | Meera Corporation Kr | - | NA
BELLARY_BLOCK_4 | BLOCK_4 INV1 M231 N5 ID-34 IP70 | MSAT_231 | - | MSAT_231 |  | 24VDC |  | 1 | MSAT | Main Inventry | In Operation |  | In Warranty | Mahindra Susten |  |  |  |  | Mahindra Susten | Schneider Electric | MSAT200 | [5 empty] | Group Captive | HSEPL | Clean Solar Power Bellary Private Limited | Meera Corporation Kr | - | NA
BELLARY_BLOCK_4 | BLOCK_4 INV1 M232 N5 ID-35 IP70 | MSAT_232 | - | BELLARY_BLOCK_4_MSAT_232 |  | 24VDC |  | 1 | MSAT |  | In Operation |  | In Warranty | Mahindra Susten |  |  |  |  | Mahindra Susten | Schneider Electric | MSAT200 | [5 empty] | Group Captive | HSEPL | Clean Solar Power Bellary Private Limited | Meera Corporation Kr | - | NA
BELLARY_BLOCK_4 | BLOCK_4 INV1 M233 N5 ID-36 IP70 | MSAT_233 | - | BELLARY_BLOCK_4_MSAT_233 |  | 24VDC |  | 1 | MSAT |  | In Operation |  | In Warranty | Mahindra Susten |  |  |  |  | Mahindra Susten | Schneider Electric | MSAT200 | [5 empty] | Group Captive | HSEPL | Clean Solar Power Bellary Private Limited | Meera Corporation Kr | - | NA
BELLARY_BLOCK_4 | BLOCK_4 INV1 M234 N5 ID-37 IP70 | MSAT_234 | - | BELLARY_BLOCK_4_MSAT_234 |  | 24VDC |  | 1 | MSAT |  | In Operation |  | In Warranty | Mahindra Susten |  |  |  |  | Mahindra Susten | Schneider Electric | MSAT200 | [5 empty] | Group Captive | HSEPL | Clean Solar Power Bellary Private Limited | Meera Corporation Kr | - | NA
BELLARY_BLOCK_4 | BLOCK_4 INV1 M235 N5 ID-38 IP70 | MSAT_235 | - | BELLARY_BLOCK_4_MSAT_235 |  | 24VDC |  | 1 | MSAT |  | In Operation |  | In Warranty | Mahindra Susten |  |  |  |  | Mahindra Susten | Schneider Electric | MSAT200 | [5 empty] | Group Captive | HSEPL | Clean Solar Power Bellary Private Limited | Meera Corporation Kr | - | NA
BELLARY_BLOCK_4 | BLOCK_4 INV1 M236 N5 ID-39 IP70 | MSAT_236 | - | BELLARY_BLOCK_4_MSAT_236 |  | 24VDC |  | 1 | MSAT |  | In Operation |  | In Warranty | Mahindra Susten |  |  |  |  | Mahindra Susten | Schneider Electric | MSAT200 | [5 empty] | Group Captive | HSEPL | Clean Solar Power Bellary Private Limited | Meera Corporation Kr | - | NA
BELLARY_BLOCK_4 | BLOCK_4 INV3 M166 N4 ID-11 IP65 | MSAT_166 | - | BELLARY_BLOCK_4_MSAT_166 |  | 24VDC |  | 1 | MSAT |  | In Operation |  | In Warranty | Mahindra Susten |  |  |  |  | Mahindra Susten | Schneider Electric | MSAT200 | [5 empty] | Group Captive | HSEPL | Clean Solar Power Bellary Private Limited | Meera Corporation Kr | - | NA
BELLARY_BLOCK_4 | BLOCK_4 INV3 M167 N4 ID-12 IP65 | MSAT_167 | - | BELLARY_BLOCK_4_MSAT_167 |  | 24VDC |  | 1 | MSAT |  | In Operation |  | In Warranty | Mahindra Susten |  |  |  |  | Mahindra Susten | Schneider Electric | MSAT200 | [5 empty] | Group Captive | HSEPL | Clean Solar Power Bellary Private Limited | Meera Corporation Kr | - | NA
BELLARY_BLOCK_4 | BLOCK_4 INV3 M168 N4 ID-13 IP65 | MSAT_168 | - | BELLARY_BLOCK_4_MSAT_168 |  | 24VDC |  | 1 | MSAT |  | In Operation |  | In Warranty | Mahindra Susten |  |  |  |  | Mahindra Susten | Schneider Electric | MSAT200 | [5 empty] | Group Captive | HSEPL | Clean Solar Power Bellary Private Limited | Meera Corporation Kr | - | NA
BELLARY_BLOCK_4 | BLOCK_4 INV3 M169 N4 ID-14 IP65 | MSAT_169 | - | BELLARY_BLOCK_4_MSAT_169 |  | 24VDC |  | 1 | MSAT |  | In Operation |  | In Warranty | Mahindra Susten |  |  |  |  | Mahindra Susten | Schneider Electric | MSAT200 | [5 empty] | Group Captive | HSEPL | Clean Solar Power Bellary Private Limited | Meera Corporation Kr | - | NA
BELLARY_BLOCK_4 | BLOCK_4 INV3 M170 N4 ID-15 IP65 | MSAT_170 | - | BELLARY_BLOCK_4_MSAT_170 |  | 24VDC |  | 1 | MSAT |  | In Operation |  | In Warranty | Mahindra Susten |  |  |  |  | Mahindra Susten | Schneider Electric | MSAT200 | [5 empty] | Group Captive | HSEPL | Clean Solar Power Bellary Private Limited | Meera Corporation Kr | - | NA
BELLARY_BLOCK_4 | BLOCK_4 INV3 M171 N4 ID-16 IP65 | MSAT_171 | - | BELLARY_BLOCK_4_MSAT_171 |  | 24VDC |  | 1 | MSAT |  | In Operation |  | In Warranty | Mahindra Susten |  |  |  |  | Mahindra Susten | Schneider Electric | MSAT200 | [5 empty] | Group Captive | HSEPL | Clean Solar Power Bellary Private Limited | Meera Corporation Kr | - | NA
BELLARY_BLOCK_4 | BLOCK_4 INV4 M172 N6 ID-2 IP75 | MSAT_172 | - | BELLARY_BLOCK_4_MSAT_172 |  | 24VDC |  | 1 | MSAT |  | In Operation |  | In Warranty | Mahindra Susten |  |  |  |  | Mahindra Susten | Schneider Electric | MSAT200 | [5 empty] | Group Captive | HSEPL | Clean Solar Power Bellary Private Limited | Meera Corporation Kr | - | NA
BELLARY_BLOCK_4 | BLOCK_4 INV4 M173 N6 ID-3 IP75 | MSAT_173 | - | BELLARY_BLOCK_4_MSAT_173 |  | 24VDC |  | 1 | MSAT |  | In Operation |  | In Warranty | Mahindra Susten |  |  |  |  | Mahindra Susten | Schneider Electric | MSAT200 | [5 empty] | Group Captive | HSEPL | Clean Solar Power Bellary Private Limited | Meera Corporation Kr | - | NA
BELLARY_BLOCK_4 | BLOCK_4 INV4 M174 N6 ID-4 IP75 | MSAT_174 | - | BELLARY_BLOCK_4_MSAT_174 |  | 24VDC |  | 1 | MSAT |  | In Operation |  | In Warranty | Mahindra Susten |  |  |  |  | Mahindra Susten | Schneider Electric | MSAT200 | [5 empty] | Group Captive | HSEPL | Clean Solar Power Bellary Private Limited | Meera Corporation Kr | - | NA
BELLARY_BLOCK_4 | BLOCK_4 INV4 M175 N6 ID-5 IP75 | MSAT_175 | - | BELLARY_BLOCK_4_MSAT_175 |  | 24VDC |  | 1 | MSAT |  | In Operation |  | In Warranty | Mahindra Susten |  |  |  |  | Mahindra Susten | Schneider Electric | MSAT200 | [5 empty] | Group Captive | HSEPL | Clean Solar Power Bellary Private Limited | Meera Corporation Kr | - | NA
BELLARY_BLOCK_4 | BLOCK_4 INV3 M176 N6 ID-6 IP75 | MSAT_176 | - | BELLARY_BLOCK_4_MSAT_176 |  | 24VDC |  | 1 | MSAT |  | In Operation |  | In Warranty | Mahindra Susten |  |  |  |  | Mahindra Susten | Schneider Electric | MSAT200 | [5 empty] | Group Captive | HSEPL | Clean Solar Power Bellary Private Limited | Meera Corporation Kr | - | NA
BELLARY_BLOCK_4 | BLOCK_4 INV3 M177 N6 ID-7 IP75 | MSAT_177 | - | BELLARY_BLOCK_4_MSAT_177 |  | 24VDC |  | 1 | MSAT |  | In Operation |  | In Warranty | Mahindra Susten |  |  |  |  | Mahindra Susten | Schneider Electric | MSAT200 | [5 empty] | Group Captive | HSEPL | Clean Solar Power Bellary Private Limited | Meera Corporation Kr | - | NA
BELLARY_BLOCK_4 | BLOCK_4 INV4 M178 N6 ID-12 IP75 | MSAT_178 | - | BELLARY_BLOCK_4_MSAT_178 |  | 24VDC |  | 1 | MSAT |  | In Operation |  | In Warranty | Mahindra Susten |  |  |  |  | Mahindra Susten | Schneider Electric | MSAT200 | [5 empty] | Group Captive | HSEPL | Clean Solar Power Bellary Private Limited | Meera Corporation Kr | - | NA
BELLARY_BLOCK_4 | BLOCK_4 INV4 M179 N6 ID-11 IP75 | MSAT_179 | - | BELLARY_BLOCK_4_MSAT_179 |  | 24VDC |  | 1 | MSAT |  | In Operation |  | In Warranty | Mahindra Susten |  |  |  |  | Mahindra Susten | Schneider Electric | MSAT200 | [5 empty] | Group Captive | HSEPL | Clean Solar Power Bellary Private Limited | Meera Corporation Kr | - | NA
BELLARY_BLOCK_4 | BLOCK_4 INV4 M180 N6 ID-10 IP75 | MSAT_180 | - | BELLARY_BLOCK_4_MSAT_180 |  | 24VDC |  | 1 | MSAT |  | In Operation |  | In Warranty | Mahindra Susten |  |  |  |  | Mahindra Susten | Schneider Electric | MSAT200 | [5 empty] | Group Captive | HSEPL | Clean Solar Power Bellary Private Limited | Meera Corporation Kr | - | NA
BELLARY_BLOCK_4 | BLOCK_4 INV4 M181 N6 ID-9 IP75 | MSAT_181 | - | BELLARY_BLOCK_4_MSAT_181 |  | 24VDC |  | 1 | MSAT |  | In Operation |  | In Warranty | Mahindra Susten |  |  |  |  | Mahindra Susten | Schneider Electric | MSAT200 | [5 empty] | Group Captive | HSEPL | Clean Solar Power Bellary Private Limited | Meera Corporation Kr | - | NA
BELLARY_BLOCK_4 | BLOCK_4 INV4 M182 N6 ID-8 IP75 | MSAT_182 | - | BELLARY_BLOCK_4_MSAT_182 |  | 24VDC |  | 1 | MSAT |  | In Operation |  | In Warranty | Mahindra Susten |  |  |  |  | Mahindra Susten | Schneider Electric | MSAT200 | [5 empty] | Group Captive | HSEPL | Clean Solar Power Bellary Private Limited | Meera Corporation Kr | - | NA
BELLARY_BLOCK_4 | BLOCK_4 INV5 M183 N6 ID-13 IP75 | MSAT_183 | - | BELLARY_BLOCK_4_MSAT_183 |  | 24VDC |  | 1 | MSAT |  | In Operation |  | In Warranty | Mahindra Susten |  |  |  |  | Mahindra Susten | Schneider Electric | MSAT200 | [5 empty] | Group Captive | HSEPL | Clean Solar Power Bellary Private Limited | Meera Corporation Kr | - | NA
BELLARY_BLOCK_4 | BLOCK_4 INV5 M184 N6 ID-14 IP75 | MSAT_184 | - | BELLARY_BLOCK_4_MSAT_184 |  | 24VDC |  | 1 | MSAT |  | In Operation |  | In Warranty | Mahindra Susten |  |  |  |  | Mahindra Susten | Schneider Electric | MSAT200 | [5 empty] | Group Captive | HSEPL | Clean Solar Power Bellary Private Limited | Meera Corporation Kr | - | NA
BELLARY_BLOCK_4 | BLOCK_4 INV5 M185 N6 ID-15 IP75 | MSAT_185 | - | BELLARY_BLOCK_4_MSAT_185 |  | 24VDC |  | 1 | MSAT |  | In Operation |  | In Warranty | Mahindra Susten |  |  |  |  | Mahindra Susten | Schneider Electric | MSAT200 | [5 empty] | Group Captive | HSEPL | Clean Solar Power Bellary Private Limited | Meera Corporation Kr | - | NA
BELLARY_BLOCK_4 | BLOCK_4 INV5 M186 N6 ID-16 IP75 | MSAT_186 | - | BELLARY_BLOCK_4_MSAT_186 |  | 24VDC |  | 1 | MSAT |  | In Operation |  | In Warranty | Mahindra Susten |  |  |  |  | Mahindra Susten | Schneider Electric | MSAT200 | [5 empty] | Group Captive | HSEPL | Clean Solar Power Bellary Private Limited | Meera Corporation Kr | - | NA
BELLARY_BLOCK_4 | BLOCK_4 INV5 M187 N6 ID-17 IP75 | MSAT_187 | - | BELLARY_BLOCK_4_MSAT_187 |  | 24VDC |  | 1 | MSAT |  | In Operation |  | In Warranty | Mahindra Susten |  |  |  |  | Mahindra Susten | Schneider Electric | MSAT200 | [5 empty] | Group Captive | HSEPL | Clean Solar Power Bellary Private Limited | Meera Corporation Kr | - | NA
BELLARY_BLOCK_4 | BLOCK_4 INV4 M188 N6 ID-18 IP75 | MSAT_188 | - | BELLARY_BLOCK_4_MSAT_188 |  | 24VDC |  | 1 | MSAT |  | In Operation |  | In Warranty | Mahindra Susten |  |  |  |  | Mahindra Susten | Schneider Electric | MSAT200 | [5 empty] | Group Captive | HSEPL | Clean Solar Power Bellary Private Limited | Meera Corporation Kr | - | NA
BELLARY_BLOCK_4 | BLOCK_4 INV5 M189 N6 ID-28 IP75 | MSAT_189 | - | BELLARY_BLOCK_4_MSAT_189 |  | 24VDC |  | 1 | MSAT |  | In Operation |  | In Warranty | Mahindra Susten |  |  |  |  | Mahindra Susten | Schneider Electric | MSAT200 | [5 empty] | Group Captive | HSEPL | Clean Solar Power Bellary Private Limited | Meera Corporation Kr | - | NA
BELLARY_BLOCK_4 | BLOCK_4 INV5 M190 N6 ID-27 IP75 | MSAT_190 | - | BELLARY_BLOCK_4_MSAT_190 |  | 24VDC |  | 1 | MSAT |  | In Operation |  | In Warranty | Mahindra Susten |  |  |  |  | Mahindra Susten | Schneider Electric | MSAT200 | [5 empty] | Group Captive | HSEPL | Clean Solar Power Bellary Private Limited | Meera Corporation Kr | - | NA
BELLARY_BLOCK_4 | BLOCK_4 INV5 M191 N6 ID-26 IP75 | MSAT_191 | - | BELLARY_BLOCK_4_MSAT_191 |  | 24VDC |  | 1 | MSAT |  | In Operation |  | In Warranty | Mahindra Susten |  |  |  |  | Mahindra Susten | Schneider Electric | MSAT200 | [5 empty] | Group Captive | HSEPL | Clean Solar Power Bellary Private Limited | Meera Corporation Kr | - | NA
BELLARY_BLOCK_4 | BLOCK_4 INV5 M192 N6 ID-25 IP75 | MSAT_192 | - | BELLARY_BLOCK_4_MSAT_192 |  | 24VDC |  | 1 | MSAT |  | In Operation |  | In Warranty | Mahindra Susten |  |  |  |  | Mahindra Susten | Schneider Electric | MSAT200 | [5 empty] | Group Captive | HSEPL | Clean Solar Power Bellary Private Limited | Meera Corporation Kr | - | NA
BELLARY_BLOCK_4 | BLOCK_4 INV6 M193 N6 ID-24 IP75 | MSAT_193 | - | BELLARY_BLOCK_4_MSAT_193 |  | 24VDC |  | 1 | MSAT |  | In Operation |  | In Warranty | Mahindra Susten |  |  |  |  | Mahindra Susten | Schneider Electric | MSAT200 | [5 empty] | Group Captive | HSEPL | Clean Solar Power Bellary Private Limited | Meera Corporation Kr | - | NA
BELLARY_BLOCK_4 | BLOCK_4 INV6 M194 N6 ID-23 IP75 | MSAT_194 | - | BELLARY_BLOCK_4_MSAT_194 |  | 24VDC |  | 1 | MSAT |  | In Operation |  | In Warranty | Mahindra Susten |  |  |  |  | Mahindra Susten | Schneider Electric | MSAT200 | [5 empty] | Group Captive | HSEPL | Clean Solar Power Bellary Private Limited | Meera Corporation Kr | - | NA
BELLARY_BLOCK_4 | BLOCK_4 INV6 M195 N6 ID-22 IP75 | MSAT_195 | - | BELLARY_BLOCK_4_MSAT_195 |  | 24VDC |  | 1 | MSAT |  | In Operation |  | In Warranty | Mahindra Susten |  |  |  |  | Mahindra Susten | Schneider Electric | MSAT200 | [5 empty] | Group Captive | HSEPL | Clean Solar Power Bellary Private Limited | Meera Corporation Kr | - | NA
BELLARY_BLOCK_4 | BLOCK_4 INV6 M196 N6 ID-21 IP75 | MSAT_196 | - | BELLARY_BLOCK_4_MSAT_196 |  | 24VDC |  | 1 | MSAT |  | In Operation |  | In Warranty | Mahindra Susten |  |  |  |  | Mahindra Susten | Schneider Electric | MSAT200 | [5 empty] | Group Captive | HSEPL | Clean Solar Power Bellary Private Limited | Meera Corporation Kr | - | NA
BELLARY_BLOCK_4 | BLOCK_4 INV6 M197 N6 ID-20 IP75 | MSAT_197 | - | BELLARY_BLOCK_4_MSAT_197 |  | 24VDC |  | 1 | MSAT |  | In Operation |  | In Warranty | Mahindra Susten |  |  |  |  | Mahindra Susten | Schneider Electric | MSAT200 | [5 empty] | Group Captive | HSEPL | Clean Solar Power Bellary Private Limited | Meera Corporation Kr | - | NA
BELLARY_BLOCK_4 | BLOCK_4 INV6 M198 N6 ID-19 IP75 | MSAT_198 | - | BELLARY_BLOCK_4_MSAT_198 |  | 24VDC |  | 1 | MSAT |  | In Operation |  | In Warranty | Mahindra Susten |  |  |  |  | Mahindra Susten | Schneider Electric | MSAT200 | [5 empty] | Group Captive | HSEPL | Clean Solar Power Bellary Private Limited | Meera Corporation Kr | - | NA
BELLARY_BLOCK_4 | BLOCK_4 Trackers | Actuators | - | Bellary_Block_4 |  | 24VDC |  | 216 | Tracker |  | In Operation |  | In Warranty | Wuxi Hongba Mechanical Electrical Equipment Co., Ltd |  |  |  |  | Wuxi Hongba Mechanical Electrical Equipment Co., Ltd | Schneider Electric | HB-DJ 828 | [5 empty] | Group Captive | HSEPL | Clean Solar Power Bellary Private Limited | Meera Corporation Kr | - | NA
BELLARY_MCR | MCR_Pyronometer GHI | CMP11 | 174382 | BELLARY_MCR |  | 24VDC |  | 1 | GHI_Radiation_Sensor |  | In Operation |  | Out of Warranty | KIPP & ZONEN |  |  |  |  | KIPP & ZONEN | Schneider Electric | CMP11 | [5 empty] | Group Captive | HSEPL | Clean Solar Power Bellary Private Limited | Meera Corporation Kr | - | NA
BELLARY_MCR | MCR_CRP | Control Relay Panel | IN-8008922/+1TRL2 | BELLARY_MCR |  | 110V (DC) |  | 1 | Control & Relay Panel | Main Inventry | In Operation |  | Out of Warranty | Schneider |  |  |  |  | Schneider | Schneider Electric | - | [5 empty] | Group Captive | HSEPL | Clean Solar Power Bellary Private Limited | Meera Corporation Kr | 2023-03-02 | 12
BELLARY_MCR | MCR_RTCC | Remote Tap Changer Control | 8244922/1 | BELLARY_MCR |  |  |  | 1 | RTCC Panel | Main Inventry | In Operation |  | Out of Warranty | Schneider |  |  |  |  | Schneider | Schneider Electric | - | [5 empty] | Group Captive | HSEPL | Clean Solar Power Bellary Private Limited | Meera Corporation Kr | - | NA
BELLARY_MCR | MCR_ACDB | ACDB |  | ACDB |  |  | 433v / 200/1 A | 1 | ACDB LT Panel | Main Inventry | In Operation |  | Out of Warranty | Shivalic |  |  |  |  | Shivalic | Schneider Electric | - | [5 empty] | Group Captive | HSEPL | Clean Solar Power Bellary Private Limited | Meera Corporation Kr | - | NA
BELLARY_MCR | MCR_PLC | PLC | 1004944231 | BELLARY_MCR |  | 24v Dc | 230V (AC) | 1 | PLC Panel | Main Inventry | In Operation |  | Out of Warranty | Adaptive |  |  |  |  | Adaptive | Schneider Electric | - | [5 empty] | Group Captive | HSEPL | Clean Solar Power Bellary Private Limited | Meera Corporation Kr | - | NA
BELLARY_MCR | MCR_NIFPS | NIFPS | 17:55216 | BELLARY_MCR |  | 220V DC |  | 1 | NFPS | Main Inventry | In Operation |  | Out of Warranty | CTR |  |  |  |  | CTR | Schneider Electric | PNTM20B10 | [5 empty] | Group Captive | HSEPL | Clean Solar Power Bellary Private Limited | Meera Corporation Kr | - | NA
BELLARY_MCR | MCR_Battery Charger | Battery Charger | VMC-02-17-BC-440 | Battery |  | B-127v DC 6 KVA F- 123v DC KVA |  | 1 | Battery Charger | Main Inventry | In Operation |  | Out of Warranty | Voltech |  |  |  |  | Voltech | Schneider Electric | FCBC | [5 empty] | Group Captive | HSEPL | Clean Solar Power Bellary Private Limited | Meera Corporation Kr | - | NA
BELLARY_MCR | MCR_UPS | UPS | ZL022A2070 | BELLARY_MCR |  |  | 3KVA 220,230,240V | 1 | UPS | Main Inventry | In Operation |  | Out of Warranty | EATON |  |  |  |  | EATON | Schneider Electric | 91453000in-XL | [5 empty] | Group Captive | HSEPL | Clean Solar Power Bellary Private Limited | Meera Corporation Kr | - | NA
BELLARY_MCR | MCR_SCADA PC | SCADA PC Main Sytem | 1CR1240XCH | BELLARY_MCR |  |  | 230v AC & 0.07A / RAM:-16.0 GB & 1 TB Hard Disk | 1 | SCADA | Main Inventry | In Operation |  | Out of Warranty | HP |  |  |  |  | HP | Schneider Electric | - | [5 empty] | Group Captive | HSEPL | Clean Solar Power Bellary Private Limited | Meera Corporation Kr | - | NA
BELLARY_MCR | MCR_SCADA PC | SCADA PC Client Sytem | CN-ORYF37-64180-726-2MHT-A100 | BELLARY_MCR |  |  | 230v AC 0.07A / RAM:-4.0 GB & 1 TB Hard Disk | 1 | SCADA | Main Inventry | In Operation |  | Out of Warranty | DELL |  |  |  |  | DELL | Schneider Electric | - | [5 empty] | Group Captive | HSEPL | Clean Solar Power Bellary Private Limited | Meera Corporation Kr | - | NA
BELLARY_MCR | MCR_Soil Kit Enphase | Soil Kit Enphase | 121831047175 | BELLARY_MCR |  |  | 230V (AC) 0.11A | 1 | Soiling Monitoring Station | Main Inventry | In Operation |  | Out of Warranty | Enphase |  |  |  |  | Enphase | Schneider Electric | ENVOY-S | [5 empty] | Group Captive | HSEPL | Clean Solar Power Bellary Private Limited | Meera Corporation Kr | - | NA
BELLARY_MCR | MCR_Data Loger | Data Loger | 230031657518935 | BELLARY_MCR |  | 24V DC |  | 1 | WMS | Main Inventry | In Operation |  | Out of Warranty | Aeron |  |  |  |  | Aeron | Schneider Electric | Aeron-ACN-57 | [5 empty] | Group Captive | HSEPL | Clean Solar Power Bellary Private Limited | Meera Corporation Kr | - | NA
BELLARY_MCR | MCR_11Kv Out going Feeder | 11Kv Out going Feeder | v-8364518-1-2 | BELLARY_MCR |  |  | 12Kv/2000A | 1 | Switchgear | Main Inventry | In Operation |  | Out of Warranty | Schneider |  |  |  |  | Schneider | Schneider Electric | HVX-X-1250A | [5 empty] | Group Captive | HSEPL | Clean Solar Power Bellary Private Limited | Meera Corporation Kr | 2023-03-02 | 12
BELLARY_MCR | MCR_11Kv Aux Feeder | 11Kv Aux Feeder | 8260188/01/1 | BELLARY_MCR |  |  | 12Kv/630A | 1 | Switchgear | Main Inventry | In Operation |  | Out of Warranty | Schneider |  |  |  |  | Schneider | Schneider Electric | HVX-X-40A | [5 empty] | Group Captive | HSEPL | Clean Solar Power Bellary Private Limited | Meera Corporation Kr | 2023-03-02 | 12
BELLARY_MCR | MCR_Block-1_11Kv Feeder | Block-1 11Kv Feeder | 8260188/01/3 | BELLARY_MCR |  |  | 12Kv/630A | 1 | Switchgear | Main Inventry | In Operation |  | Out of Warranty | Schneider |  |  |  |  | Schneider | Schneider Electric | HVX-X-630A | [5 empty] | Group Captive | HSEPL | Clean Solar Power Bellary Private Limited | Meera Corporation Kr | 2023-03-02 | 12
BELLARY_MCR | MCR_Block-2_11Kv Feeder | Block-2 11Kv Feeder | 8260188/01/4 | BELLARY_MCR |  |  | 12Kv/630A | 1 | Switchgear | Main Inventry | In Operation |  | Out of Warranty | Schneider |  |  |  |  | Schneider | Schneider Electric | HVX-X-630A | [5 empty] | Group Captive | HSEPL | Clean Solar Power Bellary Private Limited | Meera Corporation Kr | 2023-03-02 | 12
BELLARY_MCR | MCR_Block-3_11Kv Feeder | Block-3 11Kv Feeder | 8260188/01/5 | Block-3 11Kv Feeder |  |  | 12Kv/630A | 1 | Switchgear | Main Inventry | In Operation |  | Out of Warranty | Schneider |  |  |  |  | Schneider | Schneider Electric | HVX-X-630A | [5 empty] | Group Captive | HSEPL | Clean Solar Power Bellary Private Limited | Meera Corporation Kr | 2023-03-02 | 12
BELLARY_MCR | MCR_Block-4_11Kv Feeder | Block-4 11Kv Feeder | 8260188/01/6 | BELLARY_MCR |  |  | 12Kv/630A | 1 | Switchgear | Main Inventry | In Operation |  | Out of Warranty | Schneider |  |  |  |  | Schneider | Schneider Electric | HVX-X-630A | [5 empty] | Group Captive | HSEPL | Clean Solar Power Bellary Private Limited | Meera Corporation Kr | 2023-03-02 | 12
BELLARY_MCR | MCR_Capacitor_11Kv Feeder | Capacitor 11Kv Feeder | 8260188/01/2 | BELLARY_MCR |  |  | 12Kv/630A | 1 | Switchgear | Main Inventry | In Operation |  | Out of Warranty | Schneider |  |  |  |  | Schneider | Schneider Electric | HVX-X-630A | [5 empty] | Group Captive | HSEPL | Clean Solar Power Bellary Private Limited | Meera Corporation Kr | 2023-03-02 | 12
BELLARY_SWITCHYARD | Switch Yard_100KvA Aux Trafo | 100KvA Aux Trafo | 288211 | BELLARY_MCR |  |  | 100 KVA HV - 11kv, 5.24A LV - 433V,33.34A | 1 | Auxiliary Transformer | Main Inventry | In Operation |  | Out of Warranty | MBLCON |  |  |  |  | MBLCON | Schneider Electric | - | [5 empty] | Group Captive | HSEPL | Clean Solar Power Bellary Private Limited | Meera Corporation Kr | 2023-03-02 | 12
BELLARY_SWITCHYARD | Switch Yard_20MvA Trafo | 20MvA Transformer | 8244922/1 | BELLARY_MCR |  |  | 20 MVA HV - 110kv, 104.98A LV - 11KV,1049.73A | 1 | Power Transformer | Main Inventry | In Operation |  | Out of Warranty | Schneider |  |  |  |  | Schneider | Schneider Electric | - | [5 empty] | Group Captive | HSEPL | Clean Solar Power Bellary Private Limited | Meera Corporation Kr | 2023-03-02 | 12
BELLARY_SWITCHYARD | Switch Yard_Trafo Side LA R-Phase | Trafo Side LA R-Phase | 535 | BELLARY_SWITCHYARD |  |  | 96 KV / 40 KA | 1 | Surge Arrestor | Main Inventry | In Operation |  | Out of Warranty | LAMCO |  |  |  |  | LAMCO | Schneider Electric | - | [5 empty] | Group Captive | HSEPL | Clean Solar Power Bellary Private Limited | Meera Corporation Kr | - | NA
BELLARY_SWITCHYARD | Switch Yard_Trafo Side LA Y-Phase | Trafo Side LA Y-Phase | 534 | BELLARY_SWITCHYARD |  |  | 96 KV / 40 KA | 1 | Surge Arrestor | Main Inventry | In Operation |  | Out of Warranty | LAMCO |  |  |  |  | LAMCO | Schneider Electric | - | [5 empty] | Group Captive | HSEPL | Clean Solar Power Bellary Private Limited | Meera Corporation Kr | - | NA
BELLARY_SWITCHYARD | Switch Yard_Trafo Side LA B-Phase | Trafo Side LA B-Phase | 533 | BELLARY_SWITCHYARD |  |  | 96 KV / 40 KA | 1 | Surge Arrestor | Main Inventry | In Operation |  | Out of Warranty | LAMCO |  |  |  |  | LAMCO | Schneider Electric | - | [5 empty] | Group Captive | HSEPL | Clean Solar Power Bellary Private Limited | Meera Corporation Kr | - | NA
BELLARY_SWITCHYARD | Switch Yard_Trafo Side Isolator | Trafo Side Isolator | 2729/5700 | BELLARY_SWITCHYARD |  |  | 123 Kv / 1250 A | 1 | Motorised Isolator | Main Inventry | In Operation |  | Out of Warranty | GR POWER SWITCHGEAR LTD |  |  |  |  | GR POWER SWITCHGEAR LTD | Schneider Electric | - | [5 empty] | Group Captive | HSEPL | Clean Solar Power Bellary Private Limited | Meera Corporation Kr | - | NA
BELLARY_SWITCHYARD | Switch Yard_SF6 Breaker | SF6 Breaker | 3005240971 | BELLARY_SWITCHYARD |  |  | 145 KV (3150AMP) | 1 | Disconnecting Circuit Breaker | Main Inventry | In Operation |  | Out of Warranty | Siemens |  |  |  |  | Siemens | Schneider Electric | - | [5 empty] | Group Captive | HSEPL | Clean Solar Power Bellary Private Limited | Meera Corporation Kr | 2023-03-02 | 12
BELLARY_SWITCHYARD | Switch Yard_Protection CT R- Phase | Protection CT R- Phase | 17/M - 65584 | BELLARY_SWITCHYARD |  |  | 150/1-1-1-1A | 1 | Current Transformer | Main Inventry | In Operation |  | Out of Warranty | PRAGATI |  |  |  |  | PRAGATI | Schneider Electric | - | [5 empty] | Group Captive | HSEPL | Clean Solar Power Bellary Private Limited | Meera Corporation Kr | 2023-03-02 | 12
BELLARY_SWITCHYARD | Switch Yard_Protection CT Y-Phase | Protection CT Y-Phase | 17/M - 65583 | BELLARY_SWITCHYARD |  |  | 150/1-1-1-1A | 1 | Current Transformer | Main Inventry | In Operation |  | Out of Warranty | PRAGATI |  |  |  |  | PRAGATI | Schneider Electric | - | [5 empty] | Group Captive | HSEPL | Clean Solar Power Bellary Private Limited | Meera Corporation Kr | 2023-03-02 | 12
BELLARY_SWITCHYARD | Switch Yard_Protection CT B-Phase | Protection CT B-Phase | 17/M - 65585 | BELLARY_SWITCHYARD |  |  | 150/1-1-1-1A | 1 | Current Transformer | Main Inventry | In Operation |  | Out of Warranty | PRAGATI |  |  |  |  | PRAGATI | Schneider Electric | - | [5 empty] | Group Captive | HSEPL | Clean Solar Power Bellary Private Limited | Meera Corporation Kr | 2023-03-02 | 12
BELLARY_SWITCHYARD | Switch Yard_Protection PT R- Phase | Protection PT R- Phase | 17/M - 65590 | BELLARY_SWITCHYARD |  |  | 110 KV/√3/110 V/√3/110 V/√3 | 1 | Potential Transformer | Main Inventry | In Operation |  | Out of Warranty | PRAGATI |  |  |  |  | PRAGATI | Schneider Electric | - | [5 empty] | Group Captive | HSEPL | Clean Solar Power Bellary Private Limited | Meera Corporation Kr | 2023-03-02 | 12
BELLARY_SWITCHYARD | Switch Yard_Protection PT Y-Phase | Protection PT Y-Phase | 17/M - 65591 | BELLARY_SWITCHYARD |  |  | 111 KV/√3/110 V/√3/110 V/√3 | 1 | Potential Transformer | Main Inventry | In Operation |  | Out of Warranty | PRAGATI |  |  |  |  | PRAGATI | Schneider Electric | - | [5 empty] | Group Captive | HSEPL | Clean Solar Power Bellary Private Limited | Meera Corporation Kr | 2023-03-02 | 12
BELLARY_SWITCHYARD | Switch Yard_Protection PT B-Phase | Protection PT B-Phase | 17/M - 65589 | BELLARY_SWITCHYARD |  |  | 112 KV/√3/110 V/√3/110 V/√3 | 1 | Potential Transformer | Main Inventry | In Operation |  | Out of Warranty | PRAGATI |  |  |  |  | PRAGATI | Schneider Electric | - | [5 empty] | Group Captive | HSEPL | Clean Solar Power Bellary Private Limited | Meera Corporation Kr | 2023-03-02 | 12
BELLARY_SWITCHYARD | Switch Yard_Metering CT R- Phase | Metering CT R- Phase | 17/M - 65580 | BELLARY_SWITCHYARD |  |  | 125/1-1A | 1 | Current Transformer | Main Inventry | In Operation |  | Out of Warranty | PRAGATI |  |  |  |  | PRAGATI | Schneider Electric | - | [5 empty] | Group Captive | HSEPL | Clean Solar Power Bellary Private Limited | Meera Corporation Kr | 2023-03-02 | 12
BELLARY_SWITCHYARD | Switch Yard_Metering CT Y-Phase | Metering CT Y-Phase | 17/M - 65582 | BELLARY_SWITCHYARD |  |  | 125/1-1A | 1 | Current Transformer | Main Inventry | In Operation |  | Out of Warranty | PRAGATI |  |  |  |  | PRAGATI | Schneider Electric | - | [5 empty] | Group Captive | HSEPL | Clean Solar Power Bellary Private Limited | Meera Corporation Kr | 2023-03-02 | 12
BELLARY_SWITCHYARD | Switch Yard_Metering CT B-Phase | Metering CT B-Phase | 17/M - 65581 | BELLARY_SWITCHYARD |  |  | 125/1-1A | 1 | Current Transformer | Main Inventry | In Operation |  | Out of Warranty | PRAGATI |  |  |  |  | PRAGATI | Schneider Electric | - | [5 empty] | Group Captive | HSEPL | Clean Solar Power Bellary Private Limited | Meera Corporation Kr | 2023-03-02 | 12
BELLARY_SWITCHYARD | Switch Yard_Metering PT R- Phase | Metering PT R- Phase | 17/M - 65587 | BELLARY_SWITCHYARD |  |  | 110 KV/√3/110 V/√3/110 V/√3 | 1 | Potential Transformer | Main Inventry | In Operation |  | Out of Warranty | PRAGATI |  |  |  |  | PRAGATI | Schneider Electric | - | [5 empty] | Group Captive | HSEPL | Clean Solar Power Bellary Private Limited | Meera Corporation Kr | 2023-03-02 | 12
BELLARY_SWITCHYARD | Switch Yard_Metering PT Y-Phase | Metering PT Y-Phase | 17/M - 65588 | BELLARY_SWITCHYARD |  |  | 111 KV/√3/110 V/√3/110 V/√3 | 1 | Potential Transformer | Main Inventry | In Operation |  | Out of Warranty | PRAGATI |  |  |  |  | PRAGATI | Schneider Electric | - | [5 empty] | Group Captive | HSEPL | Clean Solar Power Bellary Private Limited | Meera Corporation Kr | 2023-03-02 | 12
BELLARY_SWITCHYARD | Switch Yard_Metering PT B-Phase | Metering PT B-Phase | 17/M - 65586 | BELLARY_SWITCHYARD |  |  | 112 KV/√3/110 V/√3/110 V/√3 | 1 | Potential Transformer | Main Inventry | In Operation |  | Out of Warranty | PRAGATI |  |  |  |  | PRAGATI | Schneider Electric | - | [5 empty] | Group Captive | HSEPL | Clean Solar Power Bellary Private Limited | Meera Corporation Kr | 2023-03-02 | 12
BELLARY_SWITCHYARD | Switch Yard_Line Side Isolator | Line Side Isolator | 2729/5701 | BELLARY_SWITCHYARD |  |  | 123 Kv / 1250 A | 1 | Motorised Isolator | Main Inventry | In Operation |  | Out of Warranty | GR POWER SWITCHGEAR LTD |  |  |  |  | GR POWER SWITCHGEAR LTD | Schneider Electric | - | [5 empty] | Group Captive | HSEPL | Clean Solar Power Bellary Private Limited | Meera Corporation Kr | - | NA
BELLARY_SWITCHYARD | Switch Yard_Line Side LA R-Phase | Line Side LA R-Phase | 530 | BELLARY_SWITCHYARD |  |  | 96 KV / 40 KA | 1 | Surge Arrestor | Main Inventry | In Operation |  | Out of Warranty | LAMCO |  |  |  |  | LAMCO | Schneider Electric | - | [5 empty] | Group Captive | HSEPL | Clean Solar Power Bellary Private Limited | Meera Corporation Kr | - | NA
BELLARY_SWITCHYARD | Switch Yard_Line Side LA Y-Phase | Line Side LA Y-Phase | 531 | BELLARY_SWITCHYARD |  |  | 96 KV / 40 KA | 1 | Surge Arrestor | Main Inventry | In Operation |  | Out of Warranty | LAMCO |  |  |  |  | LAMCO | Schneider Electric | - | [5 empty] | Group Captive | HSEPL | Clean Solar Power Bellary Private Limited | Meera Corporation Kr | - | NA
BELLARY_SWITCHYARD | Switch Yard_Line Side LA B-Phase | Line Side LA B-Phase | 532 | BELLARY_SWITCHYARD |  |  | 96 KV / 40 KA | 1 | Surge Arrestor | Main Inventry | In Operation |  | Out of Warranty | LAMCO |  |  |  |  | LAMCO | Schneider Electric | - | [5 empty] | Group Captive | HSEPL | Clean Solar Power Bellary Private Limited | Meera Corporation Kr | - | NA
BELLARY_SWITCHYARD | Switch Yard_Energy Meter | Energy Meter (Main) | 17071207 | BELLARY_SWITCHYARD |  |  | Accuracy Class-0.2 s | 1 | TVM Meter | Main Inventry | In Operation |  | Out of Warranty | L & T |  |  |  |  | L & T | Schneider Electric | - | [5 empty] | Group Captive | HSEPL | Clean Solar Power Bellary Private Limited | Meera Corporation Kr | 2023-03-02 | 12
BELLARY_SWITCHYARD | Switch Yard_Energy Meter | Energy Meter (Check) | 17071201 | BELLARY_SWITCHYARD |  |  | Accuracy Class-0.2 s | 1 | TVM Meter | Main Inventry | In Operation |  | Out of Warranty | L & T |  |  |  |  | L & T | Schneider Electric | - | [5 empty] | Group Captive | HSEPL | Clean Solar Power Bellary Private Limited | Meera Corporation Kr | 2023-03-02 | 12
BELLARY_BLOCK_1 | BELLARY_BLOCK_1_SMB1.1_S-1 | PV Solar Module String | - | BELLARY_BLOCK_1_SMB1.1 | 13.44 |  |  | 42 | Modules |  |  |  | Out of Warranty | Haeron Modules |  |  |  |  | Haeron Modules | Schneider Electric | HR-320W | [5 empty] | Group Captive | HSEPL | Clean Solar Power Bellary Private Limited | Meera Corporation Kr | - | NA
BELLARY_BLOCK_1 | BELLARY_BLOCK_1_SMB1.1_S-2 | PV Solar Module String | - | BELLARY_BLOCK_1_SMB1.1 | 13.44 |  |  | 42 | Modules |  |  |  | Out of Warranty | Haeron Modules |  |  |  |  | Haeron Modules | Schneider Electric | HR-320W | [5 empty] | Group Captive | HSEPL | Clean Solar Power Bellary Private Limited | Meera Corporation Kr | - | NA
BELLARY_BLOCK_1 | BELLARY_BLOCK_1_SMB1.1_S-3 | PV Solar Module String | - | BELLARY_BLOCK_1_SMB1.1 | 13.44 |  |  | 42 | Modules |  |  |  | Out of Warranty | Haeron Modules |  |  |  |  | Haeron Modules | Schneider Electric | HR-320W | [5 empty] | Group Captive | HSEPL | Clean Solar Power Bellary Private Limited | Meera Corporation Kr | - | NA
BELLARY_BLOCK_1 | BELLARY_BLOCK_1_SMB1.1_S-4 | PV Solar Module String | - | BELLARY_BLOCK_1_SMB1.1 | 13.44 |  |  | 42 | Modules |  |  |  | Out of Warranty | Haeron Modules |  |  |  |  | Haeron Modules | Schneider Electric | HR-320W | [5 empty] | Group Captive | HSEPL | Clean Solar Power Bellary Private Limited | Meera Corporation Kr | - | NA
BELLARY_BLOCK_1 | BELLARY_BLOCK_1_SMB1.1_S-5 | PV Solar Module String | - | BELLARY_BLOCK_1_SMB1.1 | 13.44 |  |  | 42 | Modules |  |  |  | Out of Warranty | Haeron Modules |  |  |  |  | Haeron Modules | Schneider Electric | HR-320W | [5 empty] | Group Captive | HSEPL | Clean Solar Power Bellary Private Limited | Meera Corporation Kr | - | NA
BELLARY_BLOCK_1 | BELLARY_BLOCK_1_SMB1.1_S-6 | PV Solar Module String | - | BELLARY_BLOCK_1_SMB1.1 | 13.44 |  |  | 42 | Modules |  |  |  | Out of Warranty | Haeron Modules |  |  |  |  | Haeron Modules | Schneider Electric | HR-320W | [5 empty] | Group Captive | HSEPL | Clean Solar Power Bellary Private Limited | Meera Corporation Kr | - | NA
BELLARY_BLOCK_1 | BELLARY_BLOCK_1_SMB1.1_S-7 | PV Solar Module String | - | BELLARY_BLOCK_1_SMB1.1 | 13.44 |  |  | 42 | Modules |  |  |  | Out of Warranty | Haeron Modules |  |  |  |  | Haeron Modules | Schneider Electric | HR-320W | [5 empty] | Group Captive | HSEPL | Clean Solar Power Bellary Private Limited | Meera Corporation Kr | - | NA
BELLARY_BLOCK_1 | BELLARY_BLOCK_1_SMB1.1_S-8 | PV Solar Module String | - | BELLARY_BLOCK_1_SMB1.1 | 13.44 |  |  | 42 | Modules |  |  |  | Out of Warranty | Haeron Modules |  |  |  |  | Haeron Modules | Schneider Electric | HR-320W | [5 empty] | Group Captive | HSEPL | Clean Solar Power Bellary Private Limited | Meera Corporation Kr | - | NA
BELLARY_BLOCK_1 | BELLARY_BLOCK_1_SMB1.1_S-9 | PV Solar Module String | - | BELLARY_BLOCK_1_SMB1.1 | 13.44 |  |  | 42 | Modules |  |  |  | Out of Warranty | Haeron Modules |  |  |  |  | Haeron Modules | Schneider Electric | HR-320W | [5 empty] | Group Captive | HSEPL | Clean Solar Power Bellary Private Limited | Meera Corporation Kr | - | NA
BELLARY_BLOCK_1 | BELLARY_BLOCK_1_SMB1.1_S-10 | PV Solar Module String | - | BELLARY_BLOCK_1_SMB1.1 | 13.44 |  |  | 42 | Modules |  |  |  | Out of Warranty | Haeron Modules |  |  |  |  | Haeron Modules | Schneider Electric | HR-320W | [5 empty] | Group Captive | HSEPL | Clean Solar Power Bellary Private Limited | Meera Corporation Kr | - | NA
BELLARY_BLOCK_1 | BELLARY_BLOCK_1_SMB1.1_S-11 | PV Solar Module String | - | BELLARY_BLOCK_1_SMB1.1 | 13.44 |  |  | 42 | Modules |  |  |  | Out of Warranty | Haeron Modules |  |  |  |  | Haeron Modules | Schneider Electric | HR-320W | [5 empty] | Group Captive | HSEPL | Clean Solar Power Bellary Private Limited | Meera Corporation Kr | - | NA
BELLARY_BLOCK_1 | BELLARY_BLOCK_1_SMB1.1_S-12 | PV Solar Module String | - | BELLARY_BLOCK_1_SMB1.1 | 13.44 |  |  | 42 | Modules |  |  |  | Out of Warranty | Haeron Modules |  |  |  |  | Haeron Modules | Schneider Electric | HR-320W | [5 empty] | Group Captive | HSEPL | Clean Solar Power Bellary Private Limited | Meera Corporation Kr | - | NA
BELLARY_BLOCK_1 | BELLARY_BLOCK_1_SMB1.1_S-13 | PV Solar Module String | - | BELLARY_BLOCK_1_SMB1.1 | 13.44 |  |  | 42 | Modules |  |  |  | Out of Warranty | Haeron Modules |  |  |  |  | Haeron Modules | Schneider Electric | HR-320W | [5 empty] | Group Captive | HSEPL | Clean Solar Power Bellary Private Limited | Meera Corporation Kr | - | NA
BELLARY_BLOCK_1 | BELLARY_BLOCK_1_SMB1.1_S-14 | PV Solar Module String | - | BELLARY_BLOCK_1_SMB1.1 | 13.44 |  |  | 42 | Modules |  |  |  | Out of Warranty | Haeron Modules |  |  |  |  | Haeron Modules | Schneider Electric | HR-320W | [5 empty] | Group Captive | HSEPL | Clean Solar Power Bellary Private Limited | Meera Corporation Kr | - | NA
BELLARY_BLOCK_1 | BELLARY_BLOCK_1_SMB1.2_S-1 | PV Solar Module String | - | BELLARY_BLOCK_1_SMB1.2 | 13.44 |  |  | 42 | Modules |  |  |  | Out of Warranty | Haeron Modules |  |  |  |  | Haeron Modules | Schneider Electric | HR-320W | [5 empty] | Group Captive | HSEPL | Clean Solar Power Bellary Private Limited | Meera Corporation Kr | - | NA
BELLARY_BLOCK_1 | BELLARY_BLOCK_1_SMB1.2_S-2 | PV Solar Module String | - | BELLARY_BLOCK_1_SMB1.2 | 13.44 |  |  | 42 | Modules |  |  |  | Out of Warranty | Haeron Modules |  |  |  |  | Haeron Modules | Schneider Electric | HR-320W | [5 empty] | Group Captive | HSEPL | Clean Solar Power Bellary Private Limited | Meera Corporation Kr | - | NA
BELLARY_BLOCK_1 | BELLARY_BLOCK_1_SMB1.2_S-3 | PV Solar Module String | - | BELLARY_BLOCK_1_SMB1.2 | 13.44 |  |  | 42 | Modules |  |  |  | Out of Warranty | Haeron Modules |  |  |  |  | Haeron Modules | Schneider Electric | HR-320W | [5 empty] | Group Captive | HSEPL | Clean Solar Power Bellary Private Limited | Meera Corporation Kr | - | NA
BELLARY_BLOCK_1 | BELLARY_BLOCK_1_SMB1.2_S-4 | PV Solar Module String | - | BELLARY_BLOCK_1_SMB1.2 | 13.44 |  |  | 42 | Modules |  |  |  | Out of Warranty | Haeron Modules |  |  |  |  | Haeron Modules | Schneider Electric | HR-320W | [5 empty] | Group Captive | HSEPL | Clean Solar Power Bellary Private Limited | Meera Corporation Kr | - | NA
BELLARY_BLOCK_1 | BELLARY_BLOCK_1_SMB1.2_S-5 | PV Solar Module String | - | BELLARY_BLOCK_1_SMB1.2 | 13.44 |  |  | 42 | Modules |  |  |  | Out of Warranty | Haeron Modules |  |  |  |  | Haeron Modules | Schneider Electric | HR-320W | [5 empty] | Group Captive | HSEPL | Clean Solar Power Bellary Private Limited | Meera Corporation Kr | - | NA
BELLARY_BLOCK_1 | BELLARY_BLOCK_1_SMB1.2_S-6 | PV Solar Module String | - | BELLARY_BLOCK_1_SMB1.2 | 13.44 |  |  | 42 | Modules |  |  |  | Out of Warranty | Haeron Modules |  |  |  |  | Haeron Modules | Schneider Electric | HR-320W | [5 empty] | Group Captive | HSEPL | Clean Solar Power Bellary Private Limited | Meera Corporation Kr | - | NA
BELLARY_BLOCK_1 | BELLARY_BLOCK_1_SMB1.2_S-7 | PV Solar Module String | - | BELLARY_BLOCK_1_SMB1.2 | 13.44 |  |  | 42 | Modules |  |  |  | Out of Warranty | Haeron Modules |  |  |  |  | Haeron Modules | Schneider Electric | HR-320W | [5 empty] | Group Captive | HSEPL | Clean Solar Power Bellary Private Limited | Meera Corporation Kr | - | NA
BELLARY_BLOCK_1 | BELLARY_BLOCK_1_SMB1.2_S-8 | PV Solar Module String | - | BELLARY_BLOCK_1_SMB1.2 | 13.44 |  |  | 42 | Modules |  |  |  | Out of Warranty | Haeron Modules |  |  |  |  | Haeron Modules | Schneider Electric | HR-320W | [5 empty] | Group Captive | HSEPL | Clean Solar Power Bellary Private Limited | Meera Corporation Kr | - | NA
BELLARY_BLOCK_1 | BELLARY_BLOCK_1_SMB1.2_S-9 | PV Solar Module String | - | BELLARY_BLOCK_1_SMB1.2 | 13.44 |  |  | 42 | Modules |  |  |  | Out of Warranty | Haeron Modules |  |  |  |  | Haeron Modules | Schneider Electric | HR-320W | [5 empty] | Group Captive | HSEPL | Clean Solar Power Bellary Private Limited | Meera Corporation Kr | - | NA
BELLARY_BLOCK_1 | BELLARY_BLOCK_1_SMB1.2_S-10 | PV Solar Module String | - | BELLARY_BLOCK_1_SMB1.2 | 13.44 |  |  | 42 | Modules |  |  |  | Out of Warranty | Haeron Modules |  |  |  |  | Haeron Modules | Schneider Electric | HR-320W | [5 empty] | Group Captive | HSEPL | Clean Solar Power Bellary Private Limited | Meera Corporation Kr | - | NA
BELLARY_BLOCK_1 | BELLARY_BLOCK_1_SMB1.2_S-11 | PV Solar Module String | - | BELLARY_BLOCK_1_SMB1.2 | 13.44 |  |  | 42 | Modules |  |  |  | Out of Warranty | Haeron Modules |  |  |  |  | Haeron Modules | Schneider Electric | HR-320W | [5 empty] | Group Captive | HSEPL | Clean Solar Power Bellary Private Limited | Meera Corporation Kr | - | NA
BELLARY_BLOCK_1 | BELLARY_BLOCK_1_SMB1.2_S-12 | PV Solar Module String | - | BELLARY_BLOCK_1_SMB1.2 | 13.44 |  |  | 42 | Modules |  |  |  | Out of Warranty | Haeron Modules |  |  |  |  | Haeron Modules | Schneider Electric | HR-320W | [5 empty] | Group Captive | HSEPL | Clean Solar Power Bellary Private Limited | Meera Corporation Kr | - | NA
BELLARY_BLOCK_1 | BELLARY_BLOCK_1_SMB1.2_S-13 | PV Solar Module String | - | BELLARY_BLOCK_1_SMB1.2 | 13.44 |  |  | 42 | Modules |  |  |  | Out of Warranty | Haeron Modules |  |  |  |  | Haeron Modules | Schneider Electric | HR-320W | [5 empty] | Group Captive | HSEPL | Clean Solar Power Bellary Private Limited | Meera Corporation Kr | - | NA
BELLARY_BLOCK_1 | BELLARY_BLOCK_1_SMB1.2_S-14 | PV Solar Module String | - | BELLARY_BLOCK_1_SMB1.2 | 13.44 |  |  | 42 | Modules |  |  |  | Out of Warranty | Haeron Modules |  |  |  |  | Haeron Modules | Schneider Electric | HR-320W | [5 empty] | Group Captive | HSEPL | Clean Solar Power Bellary Private Limited | Meera Corporation Kr | - | NA
BELLARY_BLOCK_1 | BELLARY_BLOCK_1_SMB1.3_S-1 | PV Solar Module String | - | BELLARY_BLOCK_1_SMB1.3 | 13.44 |  |  | 42 | Modules |  |  |  | Out of Warranty | Haeron Modules |  |  |  |  | Haeron Modules | Schneider Electric | HR-320W | [5 empty] | Group Captive | HSEPL | Clean Solar Power Bellary Private Limited | Meera Corporation Kr | - | NA
BELLARY_BLOCK_1 | BELLARY_BLOCK_1_SMB1.3_S-2 | PV Solar Module String | - | BELLARY_BLOCK_1_SMB1.3 | 13.44 |  |  | 42 | Modules |  |  |  | Out of Warranty | Haeron Modules |  |  |  |  | Haeron Modules | Schneider Electric | HR-320W | [5 empty] | Group Captive | HSEPL | Clean Solar Power Bellary Private Limited | Meera Corporation Kr | - | NA
BELLARY_BLOCK_1 | BELLARY_BLOCK_1_SMB1.3_S-3 | PV Solar Module String | - | BELLARY_BLOCK_1_SMB1.3 | 13.44 |  |  | 42 | Modules |  |  |  | Out of Warranty | Haeron Modules |  |  |  |  | Haeron Modules | Schneider Electric | HR-320W | [5 empty] | Group Captive | HSEPL | Clean Solar Power Bellary Private Limited | Meera Corporation Kr | - | NA
BELLARY_BLOCK_1 | BELLARY_BLOCK_1_SMB1.3_S-4 | PV Solar Module String | - | BELLARY_BLOCK_1_SMB1.3 | 13.44 |  |  | 42 | Modules |  |  |  | Out of Warranty | Haeron Modules |  |  |  |  | Haeron Modules | Schneider Electric | HR-320W | [5 empty] | Group Captive | HSEPL | Clean Solar Power Bellary Private Limited | Meera Corporation Kr | - | NA
BELLARY_BLOCK_1 | BELLARY_BLOCK_1_SMB1.3_S-5 | PV Solar Module String | - | BELLARY_BLOCK_1_SMB1.3 | 13.44 |  |  | 42 | Modules |  |  |  | Out of Warranty | Haeron Modules |  |  |  |  | Haeron Modules | Schneider Electric | HR-320W | [5 empty] | Group Captive | HSEPL | Clean Solar Power Bellary Private Limited | Meera Corporation Kr | - | NA
BELLARY_BLOCK_1 | BELLARY_BLOCK_1_SMB1.3_S-6 | PV Solar Module String | - | BELLARY_BLOCK_1_SMB1.3 | 13.44 |  |  | 42 | Modules |  |  |  | Out of Warranty | Haeron Modules |  |  |  |  | Haeron Modules | Schneider Electric | HR-320W | [5 empty] | Group Captive | HSEPL | Clean Solar Power Bellary Private Limited | Meera Corporation Kr | - | NA
BELLARY_BLOCK_1 | BELLARY_BLOCK_1_SMB1.3_S-7 | PV Solar Module String | - | BELLARY_BLOCK_1_SMB1.3 | 13.44 |  |  | 42 | Modules |  |  |  | Out of Warranty | Haeron Modules |  |  |  |  | Haeron Modules | Schneider Electric | HR-320W | [5 empty] | Group Captive | HSEPL | Clean Solar Power Bellary Private Limited | Meera Corporation Kr | - | NA
BELLARY_BLOCK_1 | BELLARY_BLOCK_1_SMB1.3_S-8 | PV Solar Module String | - | BELLARY_BLOCK_1_SMB1.3 | 13.44 |  |  | 42 | Modules |  |  |  | Out of Warranty | Haeron Modules |  |  |  |  | Haeron Modules | Schneider Electric | HR-320W | [5 empty] | Group Captive | HSEPL | Clean Solar Power Bellary Private Limited | Meera Corporation Kr | - | NA
BELLARY_BLOCK_1 | BELLARY_BLOCK_1_SMB1.3_S-9 | PV Solar Module String | - | BELLARY_BLOCK_1_SMB1.3 | 13.44 |  |  | 42 | Modules |  |  |  | Out of Warranty | Haeron Modules |  |  |  |  | Haeron Modules | Schneider Electric | HR-320W | [5 empty] | Group Captive | HSEPL | Clean Solar Power Bellary Private Limited | Meera Corporation Kr | - | NA
BELLARY_BLOCK_1 | BELLARY_BLOCK_1_SMB1.3_S-10 | PV Solar Module String | - | BELLARY_BLOCK_1_SMB1.3 | 13.44 |  |  | 42 | Modules |  |  |  | Out of Warranty | Haeron Modules |  |  |  |  | Haeron Modules | Schneider Electric | HR-320W | [5 empty] | Group Captive | HSEPL | Clean Solar Power Bellary Private Limited | Meera Corporation Kr | - | NA
BELLARY_BLOCK_1 | BELLARY_BLOCK_1_SMB1.3_S-11 | PV Solar Module String | - | BELLARY_BLOCK_1_SMB1.3 | 13.44 |  |  | 42 | Modules |  |  |  | Out of Warranty | Haeron Modules |  |  |  |  | Haeron Modules | Schneider Electric | HR-320W | [5 empty] | Group Captive | HSEPL | Clean Solar Power Bellary Private Limited | Meera Corporation Kr | - | NA
BELLARY_BLOCK_1 | BELLARY_BLOCK_1_SMB1.3_S-12 | PV Solar Module String | - | BELLARY_BLOCK_1_SMB1.3 | 13.44 |  |  | 42 | Modules |  |  |  | Out of Warranty | Haeron Modules |  |  |  |  | Haeron Modules | Schneider Electric | HR-320W | [5 empty] | Group Captive | HSEPL | Clean Solar Power Bellary Private Limited | Meera Corporation Kr | - | NA
BELLARY_BLOCK_1 | BELLARY_BLOCK_1_SMB1.3_S-13 | PV Solar Module String | - | BELLARY_BLOCK_1_SMB1.3 | 13.44 |  |  | 42 | Modules |  |  |  | Out of Warranty | Haeron Modules |  |  |  |  | Haeron Modules | Schneider Electric | HR-320W | [5 empty] | Group Captive | HSEPL | Clean Solar Power Bellary Private Limited | Meera Corporation Kr | - | NA
BELLARY_BLOCK_1 | BELLARY_BLOCK_1_SMB1.3_S-14 | PV Solar Module String | - | BELLARY_BLOCK_1_SMB1.3 | 13.44 |  |  | 42 | Modules |  |  |  | Out of Warranty | Haeron Modules |  |  |  |  | Haeron Modules | Schneider Electric | HR-320W | [5 empty] | Group Captive | HSEPL | Clean Solar Power Bellary Private Limited | Meera Corporation Kr | - | NA
BELLARY_BLOCK_1 | BELLARY_BLOCK_1_SMB1.4_S-1 | PV Solar Module String | - | BELLARY_BLOCK_1_SMB1.4 | 13.44 |  |  | 42 | Modules |  |  |  | Out of Warranty | Haeron Modules |  |  |  |  | Haeron Modules | Schneider Electric | HR-320W | [5 empty] | Group Captive | HSEPL | Clean Solar Power Bellary Private Limited | Meera Corporation Kr | - | NA
BELLARY_BLOCK_1 | BELLARY_BLOCK_1_SMB1.4_S-2 | PV Solar Module String | - | BELLARY_BLOCK_1_SMB1.4 | 13.44 |  |  | 42 | Modules |  |  |  | Out of Warranty | Haeron Modules |  |  |  |  | Haeron Modules | Schneider Electric | HR-320W | [5 empty] | Group Captive | HSEPL | Clean Solar Power Bellary Private Limited | Meera Corporation Kr | - | NA
BELLARY_BLOCK_1 | BELLARY_BLOCK_1_SMB1.4_S-3 | PV Solar Module String | - | BELLARY_BLOCK_1_SMB1.4 | 13.44 |  |  | 42 | Modules |  |  |  | Out of Warranty | Haeron Modules |  |  |  |  | Haeron Modules | Schneider Electric | HR-320W | [5 empty] | Group Captive | HSEPL | Clean Solar Power Bellary Private Limited | Meera Corporation Kr | - | NA
BELLARY_BLOCK_1 | BELLARY_BLOCK_1_SMB1.4_S-4 | PV Solar Module String | - | BELLARY_BLOCK_1_SMB1.4 | 13.44 |  |  | 42 | Modules |  |  |  | Out of Warranty | Haeron Modules |  |  |  |  | Haeron Modules | Schneider Electric | HR-320W | [5 empty] | Group Captive | HSEPL | Clean Solar Power Bellary Private Limited | Meera Corporation Kr | - | NA
BELLARY_BLOCK_1 | BELLARY_BLOCK_1_SMB1.4_S-5 | PV Solar Module String | - | BELLARY_BLOCK_1_SMB1.4 | 13.44 |  |  | 42 | Modules |  |  |  | Out of Warranty | Haeron Modules |  |  |  |  | Haeron Modules | Schneider Electric | HR-320W | [5 empty] | Group Captive | HSEPL | Clean Solar Power Bellary Private Limited | Meera Corporation Kr | - | NA
BELLARY_BLOCK_1 | BELLARY_BLOCK_1_SMB1.4_S-6 | PV Solar Module String | - | BELLARY_BLOCK_1_SMB1.4 | 13.44 |  |  | 42 | Modules |  |  |  | Out of Warranty | Haeron Modules |  |  |  |  | Haeron Modules | Schneider Electric | HR-320W | [5 empty] | Group Captive | HSEPL | Clean Solar Power Bellary Private Limited | Meera Corporation Kr | - | NA
BELLARY_BLOCK_1 | BELLARY_BLOCK_1_SMB1.4_S-7 | PV Solar Module String | - | BELLARY_BLOCK_1_SMB1.4 | 13.44 |  |  | 42 | Modules |  |  |  | Out of Warranty | Haeron Modules |  |  |  |  | Haeron Modules | Schneider Electric | HR-320W | [5 empty] | Group Captive | HSEPL | Clean Solar Power Bellary Private Limited | Meera Corporation Kr | - | NA
BELLARY_BLOCK_1 | BELLARY_BLOCK_1_SMB1.4_S-8 | PV Solar Module String | - | BELLARY_BLOCK_1_SMB1.4 | 13.44 |  |  | 42 | Modules |  |  |  | Out of Warranty | Haeron Modules |  |  |  |  | Haeron Modules | Schneider Electric | HR-320W | [5 empty] | Group Captive | HSEPL | Clean Solar Power Bellary Private Limited | Meera Corporation Kr | - | NA
BELLARY_BLOCK_1 | BELLARY_BLOCK_1_SMB1.4_S-9 | PV Solar Module String | - | BELLARY_BLOCK_1_SMB1.4 | 13.44 |  |  | 42 | Modules |  |  |  | Out of Warranty | Haeron Modules |  |  |  |  | Haeron Modules | Schneider Electric | HR-320W | [5 empty] | Group Captive | HSEPL | Clean Solar Power Bellary Private Limited | Meera Corporation Kr | - | NA
BELLARY_BLOCK_1 | BELLARY_BLOCK_1_SMB1.4_S-10 | PV Solar Module String | - | BELLARY_BLOCK_1_SMB1.4 | 13.44 |  |  | 42 | Modules |  |  |  | Out of Warranty | Haeron Modules |  |  |  |  | Haeron Modules | Schneider Electric | HR-320W | [5 empty] | Group Captive | HSEPL | Clean Solar Power Bellary Private Limited | Meera Corporation Kr | - | NA
BELLARY_BLOCK_1 | BELLARY_BLOCK_1_SMB1.4_S-11 | PV Solar Module String | - | BELLARY_BLOCK_1_SMB1.4 | 13.44 |  |  | 42 | Modules |  |  |  | Out of Warranty | Haeron Modules |  |  |  |  | Haeron Modules | Schneider Electric | HR-320W | [5 empty] | Group Captive | HSEPL | Clean Solar Power Bellary Private Limited | Meera Corporation Kr | - | NA
BELLARY_BLOCK_1 | BELLARY_BLOCK_1_SMB1.4_S-12 | PV Solar Module String | - | BELLARY_BLOCK_1_SMB1.4 | 13.44 |  |  | 42 | Modules |  |  |  | Out of Warranty | Haeron Modules |  |  |  |  | Haeron Modules | Schneider Electric | HR-320W | [5 empty] | Group Captive | HSEPL | Clean Solar Power Bellary Private Limited | Meera Corporation Kr | - | NA
BELLARY_BLOCK_1 | BELLARY_BLOCK_1_SMB1.4_S-13 | PV Solar Module String | - | BELLARY_BLOCK_1_SMB1.4 | 13.44 |  |  | 42 | Modules |  |  |  | Out of Warranty | Haeron Modules |  |  |  |  | Haeron Modules | Schneider Electric | HR-320W | [5 empty] | Group Captive | HSEPL | Clean Solar Power Bellary Private Limited | Meera Corporation Kr | - | NA
BELLARY_BLOCK_1 | BELLARY_BLOCK_1_SMB2.1_S-1 | PV Solar Module String | - | BELLARY_BLOCK_1_SMB2.1 | 13.44 |  |  | 42 | Modules |  |  |  | Out of Warranty | Haeron Modules |  |  |  |  | Haeron Modules | Schneider Electric | HR-320W | [5 empty] | Group Captive | HSEPL | Clean Solar Power Bellary Private Limited | Meera Corporation Kr | - | NA
BELLARY_BLOCK_1 | BELLARY_BLOCK_1_SMB2.1_S-2 | PV Solar Module String | - | BELLARY_BLOCK_1_SMB2.1 | 13.44 |  |  | 42 | Modules |  |  |  | Out of Warranty | Haeron Modules |  |  |  |  | Haeron Modules | Schneider Electric | HR-320W | [5 empty] | Group Captive | HSEPL | Clean Solar Power Bellary Private Limited | Meera Corporation Kr | - | NA
BELLARY_BLOCK_1 | BELLARY_BLOCK_1_SMB2.1_S-3 | PV Solar Module String | - | BELLARY_BLOCK_1_SMB2.1 | 13.44 |  |  | 42 | Modules |  |  |  | Out of Warranty | Haeron Modules |  |  |  |  | Haeron Modules | Schneider Electric | HR-320W | [5 empty] | Group Captive | HSEPL | Clean Solar Power Bellary Private Limited | Meera Corporation Kr | - | NA
BELLARY_BLOCK_1 | BELLARY_BLOCK_1_SMB2.1_S-4 | PV Solar Module String | - | BELLARY_BLOCK_1_SMB2.1 | 13.44 |  |  | 42 | Modules |  |  |  | Out of Warranty | Haeron Modules |  |  |  |  | Haeron Modules | Schneider Electric | HR-320W | [5 empty] | Group Captive | HSEPL | Clean Solar Power Bellary Private Limited | Meera Corporation Kr | - | NA
BELLARY_BLOCK_1 | BELLARY_BLOCK_1_SMB2.1_S-5 | PV Solar Module String | - | BELLARY_BLOCK_1_SMB2.1 | 13.44 |  |  | 42 | Modules |  |  |  | Out of Warranty | Haeron Modules |  |  |  |  | Haeron Modules | Schneider Electric | HR-320W | [5 empty] | Group Captive | HSEPL | Clean Solar Power Bellary Private Limited | Meera Corporation Kr | - | NA
BELLARY_BLOCK_1 | BELLARY_BLOCK_1_SMB2.1_S-6 | PV Solar Module String | - | BELLARY_BLOCK_1_SMB2.1 | 13.44 |  |  | 42 | Modules |  |  |  | Out of Warranty | Haeron Modules |  |  |  |  | Haeron Modules | Schneider Electric | HR-320W | [5 empty] | Group Captive | HSEPL | Clean Solar Power Bellary Private Limited | Meera Corporation Kr | - | NA
BELLARY_BLOCK_1 | BELLARY_BLOCK_1_SMB2.1_S-7 | PV Solar Module String | - | BELLARY_BLOCK_1_SMB2.1 | 13.44 |  |  | 42 | Modules |  |  |  | Out of Warranty | Haeron Modules |  |  |  |  | Haeron Modules | Schneider Electric | HR-320W | [5 empty] | Group Captive | HSEPL | Clean Solar Power Bellary Private Limited | Meera Corporation Kr | - | NA
BELLARY_BLOCK_1 | BELLARY_BLOCK_1_SMB2.1_S-8 | PV Solar Module String | - | BELLARY_BLOCK_1_SMB2.1 | 13.44 |  |  | 42 | Modules |  |  |  | Out of Warranty | Haeron Modules |  |  |  |  | Haeron Modules | Schneider Electric | HR-320W | [5 empty] | Group Captive | HSEPL | Clean Solar Power Bellary Private Limited | Meera Corporation Kr | - | NA
BELLARY_BLOCK_1 | BELLARY_BLOCK_1_SMB2.1_S-9 | PV Solar Module String | - | BELLARY_BLOCK_1_SMB2.1 | 13.44 |  |  | 42 | Modules |  |  |  | Out of Warranty | Haeron Modules |  |  |  |  | Haeron Modules | Schneider Electric | HR-320W | [5 empty] | Group Captive | HSEPL | Clean Solar Power Bellary Private Limited | Meera Corporation Kr | - | NA
BELLARY_BLOCK_1 | BELLARY_BLOCK_1_SMB2.1_S-10 | PV Solar Module String | - | BELLARY_BLOCK_1_SMB2.1 | 13.44 |  |  | 42 | Modules |  |  |  | Out of Warranty | Haeron Modules |  |  |  |  | Haeron Modules | Schneider Electric | HR-320W | [5 empty] | Group Captive | HSEPL | Clean Solar Power Bellary Private Limited | Meera Corporation Kr | - | NA
BELLARY_BLOCK_1 | BELLARY_BLOCK_1_SMB2.1_S-11 | PV Solar Module String | - | BELLARY_BLOCK_1_SMB2.1 | 13.44 |  |  | 42 | Modules |  |  |  | Out of Warranty | Haeron Modules |  |  |  |  | Haeron Modules | Schneider Electric | HR-320W | [5 empty] | Group Captive | HSEPL | Clean Solar Power Bellary Private Limited | Meera Corporation Kr | - | NA
BELLARY_BLOCK_1 | BELLARY_BLOCK_1_SMB2.1_S-12 | PV Solar Module String | - | BELLARY_BLOCK_1_SMB2.1 | 13.44 |  |  | 42 | Modules |  |  |  | Out of Warranty | Haeron Modules |  |  |  |  | Haeron Modules | Schneider Electric | HR-320W | [5 empty] | Group Captive | HSEPL | Clean Solar Power Bellary Private Limited | Meera Corporation Kr | - | NA
BELLARY_BLOCK_1 | BELLARY_BLOCK_1_SMB2.1_S-13 | PV Solar Module String | - | BELLARY_BLOCK_1_SMB2.1 | 13.44 |  |  | 42 | Modules |  |  |  | Out of Warranty | Haeron Modules |  |  |  |  | Haeron Modules | Schneider Electric | HR-320W | [5 empty] | Group Captive | HSEPL | Clean Solar Power Bellary Private Limited | Meera Corporation Kr | - | NA
BELLARY_BLOCK_1 | BELLARY_BLOCK_1_SMB2.1_S-14 | PV Solar Module String | - | BELLARY_BLOCK_1_SMB2.1 | 13.44 |  |  | 42 | Modules |  |  |  | Out of Warranty | Haeron Modules |  |  |  |  | Haeron Modules | Schneider Electric | HR-320W | [5 empty] | Group Captive | HSEPL | Clean Solar Power Bellary Private Limited | Meera Corporation Kr | - | NA
BELLARY_BLOCK_1 | BELLARY_BLOCK_1_SMB2.2_S-1 | PV Solar Module String | - | BELLARY_BLOCK_1_SMB2.2 | 13.44 |  |  | 42 | Modules |  |  |  | Out of Warranty | Haeron Modules |  |  |  |  | Haeron Modules | Schneider Electric | HR-320W | [5 empty] | Group Captive | HSEPL | Clean Solar Power Bellary Private Limited | Meera Corporation Kr | - | NA
BELLARY_BLOCK_1 | BELLARY_BLOCK_1_SMB2.2_S-2 | PV Solar Module String | - | BELLARY_BLOCK_1_SMB2.2 | 13.44 |  |  | 42 | Modules |  |  |  | Out of Warranty | Haeron Modules |  |  |  |  | Haeron Modules | Schneider Electric | HR-320W | [5 empty] | Group Captive | HSEPL | Clean Solar Power Bellary Private Limited | Meera Corporation Kr | - | NA
BELLARY_BLOCK_1 | BELLARY_BLOCK_1_SMB2.2_S-3 | PV Solar Module String | - | BELLARY_BLOCK_1_SMB2.2 | 13.44 |  |  | 42 | Modules |  |  |  | Out of Warranty | Haeron Modules |  |  |  |  | Haeron Modules | Schneider Electric | HR-320W | [5 empty] | Group Captive | HSEPL | Clean Solar Power Bellary Private Limited | Meera Corporation Kr | - | NA
BELLARY_BLOCK_1 | BELLARY_BLOCK_1_SMB2.2_S-4 | PV Solar Module String | - | BELLARY_BLOCK_1_SMB2.2 | 13.44 |  |  | 42 | Modules |  |  |  | Out of Warranty | Haeron Modules |  |  |  |  | Haeron Modules | Schneider Electric | HR-320W | [5 empty] | Group Captive | HSEPL | Clean Solar Power Bellary Private Limited | Meera Corporation Kr | - | NA
BELLARY_BLOCK_1 | BELLARY_BLOCK_1_SMB2.2_S-5 | PV Solar Module String | - | BELLARY_BLOCK_1_SMB2.2 | 13.44 |  |  | 42 | Modules |  |  |  | Out of Warranty | Haeron Modules |  |  |  |  | Haeron Modules | Schneider Electric | HR-320W | [5 empty] | Group Captive | HSEPL | Clean Solar Power Bellary Private Limited | Meera Corporation Kr | - | NA
BELLARY_BLOCK_1 | BELLARY_BLOCK_1_SMB2.2_S-6 | PV Solar Module String | - | BELLARY_BLOCK_1_SMB2.2 | 13.44 |  |  | 42 | Modules |  |  |  | Out of Warranty | Haeron Modules |  |  |  |  | Haeron Modules | Schneider Electric | HR-320W | [5 empty] | Group Captive | HSEPL | Clean Solar Power Bellary Private Limited | Meera Corporation Kr | - | NA
BELLARY_BLOCK_1 | BELLARY_BLOCK_1_SMB2.2_S-7 | PV Solar Module String | - | BELLARY_BLOCK_1_SMB2.2 | 13.44 |  |  | 42 | Modules |  |  |  | Out of Warranty | Haeron Modules |  |  |  |  | Haeron Modules | Schneider Electric | HR-320W | [5 empty] | Group Captive | HSEPL | Clean Solar Power Bellary Private Limited | Meera Corporation Kr | - | NA
BELLARY_BLOCK_1 | BELLARY_BLOCK_1_SMB2.2_S-8 | PV Solar Module String | - | BELLARY_BLOCK_1_SMB2.2 | 13.44 |  |  | 42 | Modules |  |  |  | Out of Warranty | Haeron Modules |  |  |  |  | Haeron Modules | Schneider Electric | HR-320W | [5 empty] | Group Captive | HSEPL | Clean Solar Power Bellary Private Limited | Meera Corporation Kr | - | NA
BELLARY_BLOCK_1 | BELLARY_BLOCK_1_SMB2.2_S-9 | PV Solar Module String | - | BELLARY_BLOCK_1_SMB2.2 | 13.44 |  |  | 42 | Modules |  |  |  | Out of Warranty | Haeron Modules |  |  |  |  | Haeron Modules | Schneider Electric | HR-320W | [5 empty] | Group Captive | HSEPL | Clean Solar Power Bellary Private Limited | Meera Corporation Kr | - | NA
BELLARY_BLOCK_1 | BELLARY_BLOCK_1_SMB2.2_S-10 | PV Solar Module String | - | BELLARY_BLOCK_1_SMB2.2 | 13.44 |  |  | 42 | Modules |  |  |  | Out of Warranty | Haeron Modules |  |  |  |  | Haeron Modules | Schneider Electric | HR-320W | [5 empty] | Group Captive | HSEPL | Clean Solar Power Bellary Private Limited | Meera Corporation Kr | - | NA
BELLARY_BLOCK_1 | BELLARY_BLOCK_1_SMB2.2_S-11 | PV Solar Module String | - | BELLARY_BLOCK_1_SMB2.2 | 13.44 |  |  | 42 | Modules |  |  |  | Out of Warranty | Haeron Modules |  |  |  |  | Haeron Modules | Schneider Electric | HR-320W | [5 empty] | Group Captive | HSEPL | Clean Solar Power Bellary Private Limited | Meera Corporation Kr | - | NA
BELLARY_BLOCK_1 | BELLARY_BLOCK_1_SMB2.2_S-12 | PV Solar Module String | - | BELLARY_BLOCK_1_SMB2.2 | 13.44 |  |  | 42 | Modules |  |  |  | Out of Warranty | Haeron Modules |  |  |  |  | Haeron Modules | Schneider Electric | HR-320W | [5 empty] | Group Captive | HSEPL | Clean Solar Power Bellary Private Limited | Meera Corporation Kr | - | NA
BELLARY_BLOCK_1 | BELLARY_BLOCK_1_SMB2.2_S-13 | PV Solar Module String | - | BELLARY_BLOCK_1_SMB2.2 | 13.44 |  |  | 42 | Modules |  |  |  | Out of Warranty | Haeron Modules |  |  |  |  | Haeron Modules | Schneider Electric | HR-320W | [5 empty] | Group Captive | HSEPL | Clean Solar Power Bellary Private Limited | Meera Corporation Kr | - | NA
BELLARY_BLOCK_1 | BELLARY_BLOCK_1_SMB2.2_S-14 | PV Solar Module String | - | BELLARY_BLOCK_1_SMB2.2 | 13.44 |  |  | 42 | Modules |  |  |  | Out of Warranty | Haeron Modules |  |  |  |  | Haeron Modules | Schneider Electric | HR-320W | [5 empty] | Group Captive | HSEPL | Clean Solar Power Bellary Private Limited | Meera Corporation Kr | - | NA
BELLARY_BLOCK_1 | BELLARY_BLOCK_1_SMB2.3_S-1 | PV Solar Module String | - | BELLARY_BLOCK_1_SMB2.3 | 13.44 |  |  | 42 | Modules |  |  |  | Out of Warranty | Haeron Modules |  |  |  |  | Haeron Modules | Schneider Electric | HR-320W | [5 empty] | Group Captive | HSEPL | Clean Solar Power Bellary Private Limited | Meera Corporation Kr | - | NA
BELLARY_BLOCK_1 | BELLARY_BLOCK_1_SMB2.3_S-2 | PV Solar Module String | - | BELLARY_BLOCK_1_SMB2.3 | 13.44 |  |  | 42 | Modules |  |  |  | Out of Warranty | Haeron Modules |  |  |  |  | Haeron Modules | Schneider Electric | HR-320W | [5 empty] | Group Captive | HSEPL | Clean Solar Power Bellary Private Limited | Meera Corporation Kr | - | NA
BELLARY_BLOCK_1 | BELLARY_BLOCK_1_SMB2.3_S-3 | PV Solar Module String | - | BELLARY_BLOCK_1_SMB2.3 | 13.44 |  |  | 42 | Modules |  |  |  | Out of Warranty | Haeron Modules |  |  |  |  | Haeron Modules | Schneider Electric | HR-320W | [5 empty] | Group Captive | HSEPL | Clean Solar Power Bellary Private Limited | Meera Corporation Kr | - | NA
BELLARY_BLOCK_1 | BELLARY_BLOCK_1_SMB2.3_S-4 | PV Solar Module String | - | BELLARY_BLOCK_1_SMB2.3 | 13.44 |  |  | 42 | Modules |  |  |  | Out of Warranty | Haeron Modules |  |  |  |  | Haeron Modules | Schneider Electric | HR-320W | [5 empty] | Group Captive | HSEPL | Clean Solar Power Bellary Private Limited | Meera Corporation Kr | - | NA
BELLARY_BLOCK_1 | BELLARY_BLOCK_1_SMB2.3_S-5 | PV Solar Module String | - | BELLARY_BLOCK_1_SMB2.3 | 13.44 |  |  | 42 | Modules |  |  |  | Out of Warranty | Haeron Modules |  |  |  |  | Haeron Modules | Schneider Electric | HR-320W | [5 empty] | Group Captive | HSEPL | Clean Solar Power Bellary Private Limited | Meera Corporation Kr | - | NA
BELLARY_BLOCK_1 | BELLARY_BLOCK_1_SMB2.3_S-6 | PV Solar Module String | - | BELLARY_BLOCK_1_SMB2.3 | 13.44 |  |  | 42 | Modules |  |  |  | Out of Warranty | Haeron Modules |  |  |  |  | Haeron Modules | Schneider Electric | HR-320W | [5 empty] | Group Captive | HSEPL | Clean Solar Power Bellary Private Limited | Meera Corporation Kr | - | NA
BELLARY_BLOCK_1 | BELLARY_BLOCK_1_SMB2.3_S-7 | PV Solar Module String | - | BELLARY_BLOCK_1_SMB2.3 | 13.44 |  |  | 42 | Modules |  |  |  | Out of Warranty | Haeron Modules |  |  |  |  | Haeron Modules | Schneider Electric | HR-320W | [5 empty] | Group Captive | HSEPL | Clean Solar Power Bellary Private Limited | Meera Corporation Kr | - | NA
BELLARY_BLOCK_1 | BELLARY_BLOCK_1_SMB2.3_S-8 | PV Solar Module String | - | BELLARY_BLOCK_1_SMB2.3 | 13.44 |  |  | 42 | Modules |  |  |  | Out of Warranty | Haeron Modules |  |  |  |  | Haeron Modules | Schneider Electric | HR-320W | [5 empty] | Group Captive | HSEPL | Clean Solar Power Bellary Private Limited | Meera Corporation Kr | - | NA
BELLARY_BLOCK_1 | BELLARY_BLOCK_1_SMB2.3_S-9 | PV Solar Module String | - | BELLARY_BLOCK_1_SMB2.3 | 13.44 |  |  | 42 | Modules |  |  |  | Out of Warranty | Haeron Modules |  |  |  |  | Haeron Modules | Schneider Electric | HR-320W | [5 empty] | Group Captive | HSEPL | Clean Solar Power Bellary Private Limited | Meera Corporation Kr | - | NA
BELLARY_BLOCK_1 | BELLARY_BLOCK_1_SMB2.3_S-10 | PV Solar Module String | - | BELLARY_BLOCK_1_SMB2.3 | 13.44 |  |  | 42 | Modules |  |  |  | Out of Warranty | Haeron Modules |  |  |  |  | Haeron Modules | Schneider Electric | HR-320W | [5 empty] | Group Captive | HSEPL | Clean Solar Power Bellary Private Limited | Meera Corporation Kr | - | NA
BELLARY_BLOCK_1 | BELLARY_BLOCK_1_SMB2.3_S-11 | PV Solar Module String | - | BELLARY_BLOCK_1_SMB2.3 | 13.44 |  |  | 42 | Modules |  |  |  | Out of Warranty | Haeron Modules |  |  |  |  | Haeron Modules | Schneider Electric | HR-320W | [5 empty] | Group Captive | HSEPL | Clean Solar Power Bellary Private Limited | Meera Corporation Kr | - | NA
BELLARY_BLOCK_1 | BELLARY_BLOCK_1_SMB2.3_S-12 | PV Solar Module String | - | BELLARY_BLOCK_1_SMB2.3 | 13.44 |  |  | 42 | Modules |  |  |  | Out of Warranty | Haeron Modules |  |  |  |  | Haeron Modules | Schneider Electric | HR-320W | [5 empty] | Group Captive | HSEPL | Clean Solar Power Bellary Private Limited | Meera Corporation Kr | - | NA
BELLARY_BLOCK_1 | BELLARY_BLOCK_1_SMB2.3_S-13 | PV Solar Module String | - | BELLARY_BLOCK_1_SMB2.3 | 13.44 |  |  | 42 | Modules |  |  |  | Out of Warranty | Haeron Modules |  |  |  |  | Haeron Modules | Schneider Electric | HR-320W | [5 empty] | Group Captive | HSEPL | Clean Solar Power Bellary Private Limited | Meera Corporation Kr | - | NA
BELLARY_BLOCK_1 | BELLARY_BLOCK_1_SMB2.3_S-14 | PV Solar Module String | - | BELLARY_BLOCK_1_SMB2.3 | 13.44 |  |  | 42 | Modules |  |  |  | Out of Warranty | Haeron Modules |  |  |  |  | Haeron Modules | Schneider Electric | HR-320W | [5 empty] | Group Captive | HSEPL | Clean Solar Power Bellary Private Limited | Meera Corporation Kr | - | NA
BELLARY_BLOCK_1 | BELLARY_BLOCK_1_SMB2.4_S-1 | PV Solar Module String | - | BELLARY_BLOCK_1_SMB2.4 | 13.44 |  |  | 42 | Modules |  |  |  | Out of Warranty | Haeron Modules |  |  |  |  | Haeron Modules | Schneider Electric | HR-320W | [5 empty] | Group Captive | HSEPL | Clean Solar Power Bellary Private Limited | Meera Corporation Kr | - | NA
BELLARY_BLOCK_1 | BELLARY_BLOCK_1_SMB2.4_S-2 | PV Solar Module String | - | BELLARY_BLOCK_1_SMB2.4 | 13.44 |  |  | 42 | Modules |  |  |  | Out of Warranty | Haeron Modules |  |  |  |  | Haeron Modules | Schneider Electric | HR-320W | [5 empty] | Group Captive | HSEPL | Clean Solar Power Bellary Private Limited | Meera Corporation Kr | - | NA
BELLARY_BLOCK_1 | BELLARY_BLOCK_1_SMB2.4_S-3 | PV Solar Module String | - | BELLARY_BLOCK_1_SMB2.4 | 13.44 |  |  | 42 | Modules |  |  |  | Out of Warranty | Haeron Modules |  |  |  |  | Haeron Modules | Schneider Electric | HR-320W | [5 empty] | Group Captive | HSEPL | Clean Solar Power Bellary Private Limited | Meera Corporation Kr | - | NA
BELLARY_BLOCK_1 | BELLARY_BLOCK_1_SMB2.4_S-4 | PV Solar Module String | - | BELLARY_BLOCK_1_SMB2.4 | 13.44 |  |  | 42 | Modules |  |  |  | Out of Warranty | Haeron Modules |  |  |  |  | Haeron Modules | Schneider Electric | HR-320W | [5 empty] | Group Captive | HSEPL | Clean Solar Power Bellary Private Limited | Meera Corporation Kr | - | NA
BELLARY_BLOCK_1 | BELLARY_BLOCK_1_SMB2.4_S-5 | PV Solar Module String | - | BELLARY_BLOCK_1_SMB2.4 | 13.44 |  |  | 42 | Modules |  |  |  | Out of Warranty | Haeron Modules |  |  |  |  | Haeron Modules | Schneider Electric | HR-320W | [5 empty] | Group Captive | HSEPL | Clean Solar Power Bellary Private Limited | Meera Corporation Kr | - | NA
BELLARY_BLOCK_1 | BELLARY_BLOCK_1_SMB2.4_S-6 | PV Solar Module String | - | BELLARY_BLOCK_1_SMB2.4 | 13.44 |  |  | 42 | Modules |  |  |  | Out of Warranty | Haeron Modules |  |  |  |  | Haeron Modules | Schneider Electric | HR-320W | [5 empty] | Group Captive | HSEPL | Clean Solar Power Bellary Private Limited | Meera Corporation Kr | - | NA
BELLARY_BLOCK_1 | BELLARY_BLOCK_1_SMB2.4_S-7 | PV Solar Module String | - | BELLARY_BLOCK_1_SMB2.4 | 13.44 |  |  | 42 | Modules |  |  |  | Out of Warranty | Haeron Modules |  |  |  |  | Haeron Modules | Schneider Electric | HR-320W | [5 empty] | Group Captive | HSEPL | Clean Solar Power Bellary Private Limited | Meera Corporation Kr | - | NA
BELLARY_BLOCK_1 | BELLARY_BLOCK_1_SMB2.4_S-8 | PV Solar Module String | - | BELLARY_BLOCK_1_SMB2.4 | 13.44 |  |  | 42 | Modules |  |  |  | Out of Warranty | Haeron Modules |  |  |  |  | Haeron Modules | Schneider Electric | HR-320W | [5 empty] | Group Captive | HSEPL | Clean Solar Power Bellary Private Limited | Meera Corporation Kr | - | NA
BELLARY_BLOCK_1 | BELLARY_BLOCK_1_SMB2.4_S-9 | PV Solar Module String | - | BELLARY_BLOCK_1_SMB2.4 | 13.44 |  |  | 42 | Modules |  |  |  | Out of Warranty | Haeron Modules |  |  |  |  | Haeron Modules | Schneider Electric | HR-320W | [5 empty] | Group Captive | HSEPL | Clean Solar Power Bellary Private Limited | Meera Corporation Kr | - | NA
BELLARY_BLOCK_1 | BELLARY_BLOCK_1_SMB2.4_S-10 | PV Solar Module String | - | BELLARY_BLOCK_1_SMB2.4 | 13.44 |  |  | 42 | Modules |  |  |  | Out of Warranty | Haeron Modules |  |  |  |  | Haeron Modules | Schneider Electric | HR-320W | [5 empty] | Group Captive | HSEPL | Clean Solar Power Bellary Private Limited | Meera Corporation Kr | - | NA
BELLARY_BLOCK_1 | BELLARY_BLOCK_1_SMB2.4_S-11 | PV Solar Module String | - | BELLARY_BLOCK_1_SMB2.4 | 13.44 |  |  | 42 | Modules |  |  |  | Out of Warranty | Haeron Modules |  |  |  |  | Haeron Modules | Schneider Electric | HR-320W | [5 empty] | Group Captive | HSEPL | Clean Solar Power Bellary Private Limited | Meera Corporation Kr | - | NA
BELLARY_BLOCK_1 | BELLARY_BLOCK_1_SMB2.4_S-12 | PV Solar Module String | - | BELLARY_BLOCK_1_SMB2.4 | 13.44 |  |  | 42 | Modules |  |  |  | Out of Warranty | Haeron Modules |  |  |  |  | Haeron Modules | Schneider Electric | HR-320W | [5 empty] | Group Captive | HSEPL | Clean Solar Power Bellary Private Limited | Meera Corporation Kr | - | NA
BELLARY_BLOCK_1 | BELLARY_BLOCK_1_SMB2.4_S-13 | PV Solar Module String | - | BELLARY_BLOCK_1_SMB2.4 | 13.44 |  |  | 42 | Modules |  |  |  | Out of Warranty | Haeron Modules |  |  |  |  | Haeron Modules | Schneider Electric | HR-320W | [5 empty] | Group Captive | HSEPL | Clean Solar Power Bellary Private Limited | Meera Corporation Kr | - | NA
BELLARY_BLOCK_1 | BELLARY_BLOCK_1_SMB3.1_S-1 | PV Solar Module String | - | BELLARY_BLOCK_1_SMB3.1 | 13.44 |  |  | 42 | Modules |  |  |  | Out of Warranty | Haeron Modules |  |  |  |  | Haeron Modules | Schneider Electric | HR-320W | [5 empty] | Group Captive | HSEPL | Clean Solar Power Bellary Private Limited | Meera Corporation Kr | - | NA
BELLARY_BLOCK_1 | BELLARY_BLOCK_1_SMB3.1_S-2 | PV Solar Module String | - | BELLARY_BLOCK_1_SMB3.1 | 13.44 |  |  | 42 | Modules |  |  |  | Out of Warranty | Haeron Modules |  |  |  |  | Haeron Modules | Schneider Electric | HR-320W | [5 empty] | Group Captive | HSEPL | Clean Solar Power Bellary Private Limited | Meera Corporation Kr | - | NA
BELLARY_BLOCK_1 | BELLARY_BLOCK_1_SMB3.1_S-3 | PV Solar Module String | - | BELLARY_BLOCK_1_SMB3.1 | 13.44 |  |  | 42 | Modules |  |  |  | Out of Warranty | Haeron Modules |  |  |  |  | Haeron Modules | Schneider Electric | HR-320W | [5 empty] | Group Captive | HSEPL | Clean Solar Power Bellary Private Limited | Meera Corporation Kr | - | NA
BELLARY_BLOCK_1 | BELLARY_BLOCK_1_SMB3.1_S-4 | PV Solar Module String | - | BELLARY_BLOCK_1_SMB3.1 | 13.44 |  |  | 42 | Modules |  |  |  | Out of Warranty | Haeron Modules |  |  |  |  | Haeron Modules | Schneider Electric | HR-320W | [5 empty] | Group Captive | HSEPL | Clean Solar Power Bellary Private Limited | Meera Corporation Kr | - | NA
BELLARY_BLOCK_1 | BELLARY_BLOCK_1_SMB3.1_S-5 | PV Solar Module String | - | BELLARY_BLOCK_1_SMB3.1 | 13.44 |  |  | 42 | Modules |  |  |  | Out of Warranty | Haeron Modules |  |  |  |  | Haeron Modules | Schneider Electric | HR-320W | [5 empty] | Group Captive | HSEPL | Clean Solar Power Bellary Private Limited | Meera Corporation Kr | - | NA
BELLARY_BLOCK_1 | BELLARY_BLOCK_1_SMB3.1_S-6 | PV Solar Module String | - | BELLARY_BLOCK_1_SMB3.1 | 13.44 |  |  | 42 | Modules |  |  |  | Out of Warranty | Haeron Modules |  |  |  |  | Haeron Modules | Schneider Electric | HR-320W | [5 empty] | Group Captive | HSEPL | Clean Solar Power Bellary Private Limited | Meera Corporation Kr | - | NA
BELLARY_BLOCK_1 | BELLARY_BLOCK_1_SMB3.1_S-7 | PV Solar Module String | - | BELLARY_BLOCK_1_SMB3.1 | 13.44 |  |  | 42 | Modules |  |  |  | Out of Warranty | Haeron Modules |  |  |  |  | Haeron Modules | Schneider Electric | HR-320W | [5 empty] | Group Captive | HSEPL | Clean Solar Power Bellary Private Limited | Meera Corporation Kr | - | NA
BELLARY_BLOCK_1 | BELLARY_BLOCK_1_SMB3.1_S-8 | PV Solar Module String | - | BELLARY_BLOCK_1_SMB3.1 | 13.44 |  |  | 42 | Modules |  |  |  | Out of Warranty | Haeron Modules |  |  |  |  | Haeron Modules | Schneider Electric | HR-320W | [5 empty] | Group Captive | HSEPL | Clean Solar Power Bellary Private Limited | Meera Corporation Kr | - | NA
BELLARY_BLOCK_1 | BELLARY_BLOCK_1_SMB3.1_S-9 | PV Solar Module String | - | BELLARY_BLOCK_1_SMB3.1 | 13.44 |  |  | 42 | Modules |  |  |  | Out of Warranty | Haeron Modules |  |  |  |  | Haeron Modules | Schneider Electric | HR-320W | [5 empty] | Group Captive | HSEPL | Clean Solar Power Bellary Private Limited | Meera Corporation Kr | - | NA
BELLARY_BLOCK_1 | BELLARY_BLOCK_1_SMB3.1_S-10 | PV Solar Module String | - | BELLARY_BLOCK_1_SMB3.1 | 13.44 |  |  | 42 | Modules |  |  |  | Out of Warranty | Haeron Modules |  |  |  |  | Haeron Modules | Schneider Electric | HR-320W | [5 empty] | Group Captive | HSEPL | Clean Solar Power Bellary Private Limited | Meera Corporation Kr | - | NA
BELLARY_BLOCK_1 | BELLARY_BLOCK_1_SMB3.1_S-11 | PV Solar Module String | - | BELLARY_BLOCK_1_SMB3.1 | 13.44 |  |  | 42 | Modules |  |  |  | Out of Warranty | Haeron Modules |  |  |  |  | Haeron Modules | Schneider Electric | HR-320W | [5 empty] | Group Captive | HSEPL | Clean Solar Power Bellary Private Limited | Meera Corporation Kr | - | NA
BELLARY_BLOCK_1 | BELLARY_BLOCK_1_SMB3.1_S-12 | PV Solar Module String | - | BELLARY_BLOCK_1_SMB3.1 | 13.44 |  |  | 42 | Modules |  |  |  | Out of Warranty | Haeron Modules |  |  |  |  | Haeron Modules | Schneider Electric | HR-320W | [5 empty] | Group Captive | HSEPL | Clean Solar Power Bellary Private Limited | Meera Corporation Kr | - | NA
BELLARY_BLOCK_1 | BELLARY_BLOCK_1_SMB3.1_S-13 | PV Solar Module String | - | BELLARY_BLOCK_1_SMB3.1 | 13.44 |  |  | 42 | Modules |  |  |  | Out of Warranty | Haeron Modules |  |  |  |  | Haeron Modules | Schneider Electric | HR-320W | [5 empty] | Group Captive | HSEPL | Clean Solar Power Bellary Private Limited | Meera Corporation Kr | - | NA
BELLARY_BLOCK_1 | BELLARY_BLOCK_1_SMB3.1_S-14 | PV Solar Module String | - | BELLARY_BLOCK_1_SMB3.1 | 13.44 |  |  | 42 | Modules |  |  |  | Out of Warranty | Haeron Modules |  |  |  |  | Haeron Modules | Schneider Electric | HR-320W | [5 empty] | Group Captive | HSEPL | Clean Solar Power Bellary Private Limited | Meera Corporation Kr | - | NA
BELLARY_BLOCK_1 | BELLARY_BLOCK_1_SMB3.2_S-1 | PV Solar Module String | - | BELLARY_BLOCK_1_SMB3.2 | 13.44 |  |  | 42 | Modules |  |  |  | Out of Warranty | Haeron Modules |  |  |  |  | Haeron Modules | Schneider Electric | HR-320W | [5 empty] | Group Captive | HSEPL | Clean Solar Power Bellary Private Limited | Meera Corporation Kr | - | NA
BELLARY_BLOCK_1 | BELLARY_BLOCK_1_SMB3.2_S-2 | PV Solar Module String | - | BELLARY_BLOCK_1_SMB3.2 | 13.44 |  |  | 42 | Modules |  |  |  | Out of Warranty | Haeron Modules |  |  |  |  | Haeron Modules | Schneider Electric | HR-320W | [5 empty] | Group Captive | HSEPL | Clean Solar Power Bellary Private Limited | Meera Corporation Kr | - | NA
BELLARY_BLOCK_1 | BELLARY_BLOCK_1_SMB3.2_S-3 | PV Solar Module String | - | BELLARY_BLOCK_1_SMB3.2 | 13.44 |  |  | 42 | Modules |  |  |  | Out of Warranty | Haeron Modules |  |  |  |  | Haeron Modules | Schneider Electric | HR-320W | [5 empty] | Group Captive | HSEPL | Clean Solar Power Bellary Private Limited | Meera Corporation Kr | - | NA
BELLARY_BLOCK_1 | BELLARY_BLOCK_1_SMB3.2_S-4 | PV Solar Module String | - | BELLARY_BLOCK_1_SMB3.2 | 13.44 |  |  | 42 | Modules |  |  |  | Out of Warranty | Haeron Modules |  |  |  |  | Haeron Modules | Schneider Electric | HR-320W | [5 empty] | Group Captive | HSEPL | Clean Solar Power Bellary Private Limited | Meera Corporation Kr | - | NA
BELLARY_BLOCK_1 | BELLARY_BLOCK_1_SMB3.2_S-5 | PV Solar Module String | - | BELLARY_BLOCK_1_SMB3.2 | 13.44 |  |  | 42 | Modules |  |  |  | Out of Warranty | Haeron Modules |  |  |  |  | Haeron Modules | Schneider Electric | HR-320W | [5 empty] | Group Captive | HSEPL | Clean Solar Power Bellary Private Limited | Meera Corporation Kr | - | NA
BELLARY_BLOCK_1 | BELLARY_BLOCK_1_SMB3.2_S-6 | PV Solar Module String | - | BELLARY_BLOCK_1_SMB3.2 | 13.44 |  |  | 42 | Modules |  |  |  | Out of Warranty | Haeron Modules |  |  |  |  | Haeron Modules | Schneider Electric | HR-320W | [5 empty] | Group Captive | HSEPL | Clean Solar Power Bellary Private Limited | Meera Corporation Kr | - | NA
BELLARY_BLOCK_1 | BELLARY_BLOCK_1_SMB3.2_S-7 | PV Solar Module String | - | BELLARY_BLOCK_1_SMB3.2 | 13.44 |  |  | 42 | Modules |  |  |  | Out of Warranty | Haeron Modules |  |  |  |  | Haeron Modules | Schneider Electric | HR-320W | [5 empty] | Group Captive | HSEPL | Clean Solar Power Bellary Private Limited | Meera Corporation Kr | - | NA
BELLARY_BLOCK_1 | BELLARY_BLOCK_1_SMB3.2_S-8 | PV Solar Module String | - | BELLARY_BLOCK_1_SMB3.2 | 13.44 |  |  | 42 | Modules |  |  |  | Out of Warranty | Haeron Modules |  |  |  |  | Haeron Modules | Schneider Electric | HR-320W | [5 empty] | Group Captive | HSEPL | Clean Solar Power Bellary Private Limited | Meera Corporation Kr | - | NA
BELLARY_BLOCK_1 | BELLARY_BLOCK_1_SMB3.2_S-9 | PV Solar Module String | - | BELLARY_BLOCK_1_SMB3.2 | 13.44 |  |  | 42 | Modules |  |  |  | Out of Warranty | Haeron Modules |  |  |  |  | Haeron Modules | Schneider Electric | HR-320W | [5 empty] | Group Captive | HSEPL | Clean Solar Power Bellary Private Limited | Meera Corporation Kr | - | NA
BELLARY_BLOCK_1 | BELLARY_BLOCK_1_SMB3.2_S-10 | PV Solar Module String | - | BELLARY_BLOCK_1_SMB3.2 | 13.44 |  |  | 42 | Modules |  |  |  | Out of Warranty | Haeron Modules |  |  |  |  | Haeron Modules | Schneider Electric | HR-320W | [5 empty] | Group Captive | HSEPL | Clean Solar Power Bellary Private Limited | Meera Corporation Kr | - | NA
BELLARY_BLOCK_1 | BELLARY_BLOCK_1_SMB3.2_S-11 | PV Solar Module String | - | BELLARY_BLOCK_1_SMB3.2 | 13.44 |  |  | 42 | Modules |  |  |  | Out of Warranty | Haeron Modules |  |  |  |  | Haeron Modules | Schneider Electric | HR-320W | [5 empty] | Group Captive | HSEPL | Clean Solar Power Bellary Private Limited | Meera Corporation Kr | - | NA
BELLARY_BLOCK_1 | BELLARY_BLOCK_1_SMB3.2_S-12 | PV Solar Module String | - | BELLARY_BLOCK_1_SMB3.2 | 13.44 |  |  | 42 | Modules |  |  |  | Out of Warranty | Haeron Modules |  |  |  |  | Haeron Modules | Schneider Electric | HR-320W | [5 empty] | Group Captive | HSEPL | Clean Solar Power Bellary Private Limited | Meera Corporation Kr | - | NA
BELLARY_BLOCK_1 | BELLARY_BLOCK_1_SMB3.2_S-13 | PV Solar Module String | - | BELLARY_BLOCK_1_SMB3.2 | 13.44 |  |  | 42 | Modules |  |  |  | Out of Warranty | Haeron Modules |  |  |  |  | Haeron Modules | Schneider Electric | HR-320W | [5 empty] | Group Captive | HSEPL | Clean Solar Power Bellary Private Limited | Meera Corporation Kr | - | NA
BELLARY_BLOCK_1 | BELLARY_BLOCK_1_SMB3.2_S-14 | PV Solar Module String | - | BELLARY_BLOCK_1_SMB3.2 | 13.44 |  |  | 42 | Modules |  |  |  | Out of Warranty | Haeron Modules |  |  |  |  | Haeron Modules | Schneider Electric | HR-320W | [5 empty] | Group Captive | HSEPL | Clean Solar Power Bellary Private Limited | Meera Corporation Kr | - | NA
BELLARY_BLOCK_1 | BELLARY_BLOCK_1_SMB3.3_S-1 | PV Solar Module String | - | BELLARY_BLOCK_1_SMB3.3 | 13.44 |  |  | 42 | Modules |  |  |  | Out of Warranty | Haeron Modules |  |  |  |  | Haeron Modules | Schneider Electric | HR-320W | [5 empty] | Group Captive | HSEPL | Clean Solar Power Bellary Private Limited | Meera Corporation Kr | - | NA
BELLARY_BLOCK_1 | BELLARY_BLOCK_1_SMB3.3_S-2 | PV Solar Module String | - | BELLARY_BLOCK_1_SMB3.3 | 13.44 |  |  | 42 | Modules |  |  |  | Out of Warranty | Haeron Modules |  |  |  |  | Haeron Modules | Schneider Electric | HR-320W | [5 empty] | Group Captive | HSEPL | Clean Solar Power Bellary Private Limited | Meera Corporation Kr | - | NA
BELLARY_BLOCK_1 | BELLARY_BLOCK_1_SMB3.3_S-3 | PV Solar Module String | - | BELLARY_BLOCK_1_SMB3.3 | 13.44 |  |  | 42 | Modules |  |  |  | Out of Warranty | Haeron Modules |  |  |  |  | Haeron Modules | Schneider Electric | HR-320W | [5 empty] | Group Captive | HSEPL | Clean Solar Power Bellary Private Limited | Meera Corporation Kr | - | NA
BELLARY_BLOCK_1 | BELLARY_BLOCK_1_SMB3.3_S-4 | PV Solar Module String | - | BELLARY_BLOCK_1_SMB3.3 | 13.44 |  |  | 42 | Modules |  |  |  | Out of Warranty | Haeron Modules |  |  |  |  | Haeron Modules | Schneider Electric | HR-320W | [5 empty] | Group Captive | HSEPL | Clean Solar Power Bellary Private Limited | Meera Corporation Kr | - | NA
BELLARY_BLOCK_1 | BELLARY_BLOCK_1_SMB3.3_S-5 | PV Solar Module String | - | BELLARY_BLOCK_1_SMB3.3 | 13.44 |  |  | 42 | Modules |  |  |  | Out of Warranty | Haeron Modules |  |  |  |  | Haeron Modules | Schneider Electric | HR-320W | [5 empty] | Group Captive | HSEPL | Clean Solar Power Bellary Private Limited | Meera Corporation Kr | - | NA
BELLARY_BLOCK_1 | BELLARY_BLOCK_1_SMB3.3_S-6 | PV Solar Module String | - | BELLARY_BLOCK_1_SMB3.3 | 13.44 |  |  | 42 | Modules |  |  |  | Out of Warranty | Haeron Modules |  |  |  |  | Haeron Modules | Schneider Electric | HR-320W | [5 empty] | Group Captive | HSEPL | Clean Solar Power Bellary Private Limited | Meera Corporation Kr | - | NA
BELLARY_BLOCK_1 | BELLARY_BLOCK_1_SMB3.3_S-7 | PV Solar Module String | - | BELLARY_BLOCK_1_SMB3.3 | 13.44 |  |  | 42 | Modules |  |  |  | Out of Warranty | Haeron Modules |  |  |  |  | Haeron Modules | Schneider Electric | HR-320W | [5 empty] | Group Captive | HSEPL | Clean Solar Power Bellary Private Limited | Meera Corporation Kr | - | NA
BELLARY_BLOCK_1 | BELLARY_BLOCK_1_SMB3.3_S-8 | PV Solar Module String | - | BELLARY_BLOCK_1_SMB3.3 | 13.44 |  |  | 42 | Modules |  |  |  | Out of Warranty | Haeron Modules |  |  |  |  | Haeron Modules | Schneider Electric | HR-320W | [5 empty] | Group Captive | HSEPL | Clean Solar Power Bellary Private Limited | Meera Corporation Kr | - | NA
BELLARY_BLOCK_1 | BELLARY_BLOCK_1_SMB3.3_S-9 | PV Solar Module String | - | BELLARY_BLOCK_1_SMB3.3 | 13.44 |  |  | 42 | Modules |  |  |  | Out of Warranty | Haeron Modules |  |  |  |  | Haeron Modules | Schneider Electric | HR-320W | [5 empty] | Group Captive | HSEPL | Clean Solar Power Bellary Private Limited | Meera Corporation Kr | - | NA
BELLARY_BLOCK_1 | BELLARY_BLOCK_1_SMB3.3_S-10 | PV Solar Module String | - | BELLARY_BLOCK_1_SMB3.3 | 13.44 |  |  | 42 | Modules |  |  |  | Out of Warranty | Haeron Modules |  |  |  |  | Haeron Modules | Schneider Electric | HR-320W | [5 empty] | Group Captive | HSEPL | Clean Solar Power Bellary Private Limited | Meera Corporation Kr | - | NA
BELLARY_BLOCK_1 | BELLARY_BLOCK_1_SMB3.3_S-11 | PV Solar Module String | - | BELLARY_BLOCK_1_SMB3.3 | 13.44 |  |  | 42 | Modules |  |  |  | Out of Warranty | Haeron Modules |  |  |  |  | Haeron Modules | Schneider Electric | HR-320W | [5 empty] | Group Captive | HSEPL | Clean Solar Power Bellary Private Limited | Meera Corporation Kr | - | NA
BELLARY_BLOCK_1 | BELLARY_BLOCK_1_SMB3.3_S-12 | PV Solar Module String | - | BELLARY_BLOCK_1_SMB3.3 | 13.44 |  |  | 42 | Modules |  |  |  | Out of Warranty | Haeron Modules |  |  |  |  | Haeron Modules | Schneider Electric | HR-320W | [5 empty] | Group Captive | HSEPL | Clean Solar Power Bellary Private Limited | Meera Corporation Kr | - | NA
BELLARY_BLOCK_1 | BELLARY_BLOCK_1_SMB3.3_S-13 | PV Solar Module String | - | BELLARY_BLOCK_1_SMB3.3 | 13.44 |  |  | 42 | Modules |  |  |  | Out of Warranty | Haeron Modules |  |  |  |  | Haeron Modules | Schneider Electric | HR-320W | [5 empty] | Group Captive | HSEPL | Clean Solar Power Bellary Private Limited | Meera Corporation Kr | - | NA
BELLARY_BLOCK_1 | BELLARY_BLOCK_1_SMB3.3_S-14 | PV Solar Module String | - | BELLARY_BLOCK_1_SMB3.3 | 13.44 |  |  | 42 | Modules |  |  |  | Out of Warranty | Haeron Modules |  |  |  |  | Haeron Modules | Schneider Electric | HR-320W | [5 empty] | Group Captive | HSEPL | Clean Solar Power Bellary Private Limited | Meera Corporation Kr | - | NA
BELLARY_BLOCK_1 | BELLARY_BLOCK_1_SMB3.4_S-1 | PV Solar Module String | - | BELLARY_BLOCK_1_SMB3.4 | 13.44 |  |  | 42 | Modules |  |  |  | Out of Warranty | Haeron Modules |  |  |  |  | Haeron Modules | Schneider Electric | HR-320W | [5 empty] | Group Captive | HSEPL | Clean Solar Power Bellary Private Limited | Meera Corporation Kr | - | NA
BELLARY_BLOCK_1 | BELLARY_BLOCK_1_SMB3.4_S-2 | PV Solar Module String | - | BELLARY_BLOCK_1_SMB3.4 | 13.44 |  |  | 42 | Modules |  |  |  | Out of Warranty | Haeron Modules |  |  |  |  | Haeron Modules | Schneider Electric | HR-320W | [5 empty] | Group Captive | HSEPL | Clean Solar Power Bellary Private Limited | Meera Corporation Kr | - | NA
BELLARY_BLOCK_1 | BELLARY_BLOCK_1_SMB3.4_S-3 | PV Solar Module String | - | BELLARY_BLOCK_1_SMB3.4 | 13.44 |  |  | 42 | Modules |  |  |  | Out of Warranty | Haeron Modules |  |  |  |  | Haeron Modules | Schneider Electric | HR-320W | [5 empty] | Group Captive | HSEPL | Clean Solar Power Bellary Private Limited | Meera Corporation Kr | - | NA
BELLARY_BLOCK_1 | BELLARY_BLOCK_1_SMB3.4_S-4 | PV Solar Module String | - | BELLARY_BLOCK_1_SMB3.4 | 13.44 |  |  | 42 | Modules |  |  |  | Out of Warranty | Haeron Modules |  |  |  |  | Haeron Modules | Schneider Electric | HR-320W | [5 empty] | Group Captive | HSEPL | Clean Solar Power Bellary Private Limited | Meera Corporation Kr | - | NA
BELLARY_BLOCK_1 | BELLARY_BLOCK_1_SMB3.4_S-5 | PV Solar Module String | - | BELLARY_BLOCK_1_SMB3.4 | 13.44 |  |  | 42 | Modules |  |  |  | Out of Warranty | Haeron Modules |  |  |  |  | Haeron Modules | Schneider Electric | HR-320W | [5 empty] | Group Captive | HSEPL | Clean Solar Power Bellary Private Limited | Meera Corporation Kr | - | NA
BELLARY_BLOCK_1 | BELLARY_BLOCK_1_SMB3.4_S-6 | PV Solar Module String | - | BELLARY_BLOCK_1_SMB3.4 | 13.44 |  |  | 42 | Modules |  |  |  | Out of Warranty | Haeron Modules |  |  |  |  | Haeron Modules | Schneider Electric | HR-320W | [5 empty] | Group Captive | HSEPL | Clean Solar Power Bellary Private Limited | Meera Corporation Kr | - | NA
BELLARY_BLOCK_1 | BELLARY_BLOCK_1_SMB3.4_S-7 | PV Solar Module String | - | BELLARY_BLOCK_1_SMB3.4 | 13.44 |  |  | 42 | Modules |  |  |  | Out of Warranty | Haeron Modules |  |  |  |  | Haeron Modules | Schneider Electric | HR-320W | [5 empty] | Group Captive | HSEPL | Clean Solar Power Bellary Private Limited | Meera Corporation Kr | - | NA
BELLARY_BLOCK_1 | BELLARY_BLOCK_1_SMB3.4_S-8 | PV Solar Module String | - | BELLARY_BLOCK_1_SMB3.4 | 13.44 |  |  | 42 | Modules |  |  |  | Out of Warranty | Haeron Modules |  |  |  |  | Haeron Modules | Schneider Electric | HR-320W | [5 empty] | Group Captive | HSEPL | Clean Solar Power Bellary Private Limited | Meera Corporation Kr | - | NA
BELLARY_BLOCK_1 | BELLARY_BLOCK_1_SMB3.4_S-9 | PV Solar Module String | - | BELLARY_BLOCK_1_SMB3.4 | 13.44 |  |  | 42 | Modules |  |  |  | Out of Warranty | Haeron Modules |  |  |  |  | Haeron Modules | Schneider Electric | HR-320W | [5 empty] | Group Captive | HSEPL | Clean Solar Power Bellary Private Limited | Meera Corporation Kr | - | NA
BELLARY_BLOCK_1 | BELLARY_BLOCK_1_SMB3.4_S-10 | PV Solar Module String | - | BELLARY_BLOCK_1_SMB3.4 | 13.44 |  |  | 42 | Modules |  |  |  | Out of Warranty | Haeron Modules |  |  |  |  | Haeron Modules | Schneider Electric | HR-320W | [5 empty] | Group Captive | HSEPL | Clean Solar Power Bellary Private Limited | Meera Corporation Kr | - | NA
BELLARY_BLOCK_1 | BELLARY_BLOCK_1_SMB3.4_S-11 | PV Solar Module String | - | BELLARY_BLOCK_1_SMB3.4 | 13.44 |  |  | 42 | Modules |  |  |  | Out of Warranty | Haeron Modules |  |  |  |  | Haeron Modules | Schneider Electric | HR-320W | [5 empty] | Group Captive | HSEPL | Clean Solar Power Bellary Private Limited | Meera Corporation Kr | - | NA
BELLARY_BLOCK_1 | BELLARY_BLOCK_1_SMB3.4_S-12 | PV Solar Module String | - | BELLARY_BLOCK_1_SMB3.4 | 13.44 |  |  | 42 | Modules |  |  |  | Out of Warranty | Haeron Modules |  |  |  |  | Haeron Modules | Schneider Electric | HR-320W | [5 empty] | Group Captive | HSEPL | Clean Solar Power Bellary Private Limited | Meera Corporation Kr | - | NA
BELLARY_BLOCK_1 | BELLARY_BLOCK_1_SMB3.4_S-13 | PV Solar Module String | - | BELLARY_BLOCK_1_SMB3.4 | 13.44 |  |  | 42 | Modules |  |  |  | Out of Warranty | Haeron Modules |  |  |  |  | Haeron Modules | Schneider Electric | HR-320W | [5 empty] | Group Captive | HSEPL | Clean Solar Power Bellary Private Limited | Meera Corporation Kr | - | NA
BELLARY_BLOCK_1 | BELLARY_BLOCK_1_SMB4.1_S-1 | PV Solar Module String | - | BELLARY_BLOCK_1_SMB4.1 | 13.44 |  |  | 42 | Modules |  |  |  | Out of Warranty | Haeron Modules |  |  |  |  | Haeron Modules | Schneider Electric | HR-320W | [5 empty] | Group Captive | HSEPL | Clean Solar Power Bellary Private Limited | Meera Corporation Kr | - | NA
BELLARY_BLOCK_1 | BELLARY_BLOCK_1_SMB4.1_S-2 | PV Solar Module String | - | BELLARY_BLOCK_1_SMB4.1 | 13.44 |  |  | 42 | Modules |  |  |  | Out of Warranty | Haeron Modules |  |  |  |  | Haeron Modules | Schneider Electric | HR-320W | [5 empty] | Group Captive | HSEPL | Clean Solar Power Bellary Private Limited | Meera Corporation Kr | - | NA
BELLARY_BLOCK_1 | BELLARY_BLOCK_1_SMB4.1_S-3 | PV Solar Module String | - | BELLARY_BLOCK_1_SMB4.1 | 13.44 |  |  | 42 | Modules |  |  |  | Out of Warranty | Haeron Modules |  |  |  |  | Haeron Modules | Schneider Electric | HR-320W | [5 empty] | Group Captive | HSEPL | Clean Solar Power Bellary Private Limited | Meera Corporation Kr | - | NA
BELLARY_BLOCK_1 | BELLARY_BLOCK_1_SMB4.1_S-4 | PV Solar Module String | - | BELLARY_BLOCK_1_SMB4.1 | 13.44 |  |  | 42 | Modules |  |  |  | Out of Warranty | Haeron Modules |  |  |  |  | Haeron Modules | Schneider Electric | HR-320W | [5 empty] | Group Captive | HSEPL | Clean Solar Power Bellary Private Limited | Meera Corporation Kr | - | NA
BELLARY_BLOCK_1 | BELLARY_BLOCK_1_SMB4.1_S-5 | PV Solar Module String | - | BELLARY_BLOCK_1_SMB4.1 | 13.44 |  |  | 42 | Modules |  |  |  | Out of Warranty | Haeron Modules |  |  |  |  | Haeron Modules | Schneider Electric | HR-320W | [5 empty] | Group Captive | HSEPL | Clean Solar Power Bellary Private Limited | Meera Corporation Kr | - | NA
BELLARY_BLOCK_1 | BELLARY_BLOCK_1_SMB4.1_S-6 | PV Solar Module String | - | BELLARY_BLOCK_1_SMB4.1 | 13.44 |  |  | 42 | Modules |  |  |  | Out of Warranty | Haeron Modules |  |  |  |  | Haeron Modules | Schneider Electric | HR-320W | [5 empty] | Group Captive | HSEPL | Clean Solar Power Bellary Private Limited | Meera Corporation Kr | - | NA
BELLARY_BLOCK_1 | BELLARY_BLOCK_1_SMB4.1_S-7 | PV Solar Module String | - | BELLARY_BLOCK_1_SMB4.1 | 13.44 |  |  | 42 | Modules |  |  |  | Out of Warranty | Haeron Modules |  |  |  |  | Haeron Modules | Schneider Electric | HR-320W | [5 empty] | Group Captive | HSEPL | Clean Solar Power Bellary Private Limited | Meera Corporation Kr | - | NA
BELLARY_BLOCK_1 | BELLARY_BLOCK_1_SMB4.1_S-8 | PV Solar Module String | - | BELLARY_BLOCK_1_SMB4.1 | 13.44 |  |  | 42 | Modules |  |  |  | Out of Warranty | Haeron Modules |  |  |  |  | Haeron Modules | Schneider Electric | HR-320W | [5 empty] | Group Captive | HSEPL | Clean Solar Power Bellary Private Limited | Meera Corporation Kr | - | NA
BELLARY_BLOCK_1 | BELLARY_BLOCK_1_SMB4.1_S-9 | PV Solar Module String | - | BELLARY_BLOCK_1_SMB4.1 | 13.44 |  |  | 42 | Modules |  |  |  | Out of Warranty | Haeron Modules |  |  |  |  | Haeron Modules | Schneider Electric | HR-320W | [5 empty] | Group Captive | HSEPL | Clean Solar Power Bellary Private Limited | Meera Corporation Kr | - | NA
BELLARY_BLOCK_1 | BELLARY_BLOCK_1_SMB4.1_S-10 | PV Solar Module String | - | BELLARY_BLOCK_1_SMB4.1 | 13.44 |  |  | 42 | Modules |  |  |  | Out of Warranty | Haeron Modules |  |  |  |  | Haeron Modules | Schneider Electric | HR-320W | [5 empty] | Group Captive | HSEPL | Clean Solar Power Bellary Private Limited | Meera Corporation Kr | - | NA
BELLARY_BLOCK_1 | BELLARY_BLOCK_1_SMB4.1_S-11 | PV Solar Module String | - | BELLARY_BLOCK_1_SMB4.1 | 13.44 |  |  | 42 | Modules |  |  |  | Out of Warranty | Haeron Modules |  |  |  |  | Haeron Modules | Schneider Electric | HR-320W | [5 empty] | Group Captive | HSEPL | Clean Solar Power Bellary Private Limited | Meera Corporation Kr | - | NA
BELLARY_BLOCK_1 | BELLARY_BLOCK_1_SMB4.1_S-12 | PV Solar Module String | - | BELLARY_BLOCK_1_SMB4.1 | 13.44 |  |  | 42 | Modules |  |  |  | Out of Warranty | Haeron Modules |  |  |  |  | Haeron Modules | Schneider Electric | HR-320W | [5 empty] | Group Captive | HSEPL | Clean Solar Power Bellary Private Limited | Meera Corporation Kr | - | NA
BELLARY_BLOCK_1 | BELLARY_BLOCK_1_SMB4.1_S-13 | PV Solar Module String | - | BELLARY_BLOCK_1_SMB4.1 | 13.44 |  |  | 42 | Modules |  |  |  | Out of Warranty | Haeron Modules |  |  |  |  | Haeron Modules | Schneider Electric | HR-320W | [5 empty] | Group Captive | HSEPL | Clean Solar Power Bellary Private Limited | Meera Corporation Kr | - | NA
BELLARY_BLOCK_1 | BELLARY_BLOCK_1_SMB4.1_S-14 | PV Solar Module String | - | BELLARY_BLOCK_1_SMB4.1 | 13.44 |  |  | 42 | Modules |  |  |  | Out of Warranty | Haeron Modules |  |  |  |  | Haeron Modules | Schneider Electric | HR-320W | [5 empty] | Group Captive | HSEPL | Clean Solar Power Bellary Private Limited | Meera Corporation Kr | - | NA
BELLARY_BLOCK_1 | BELLARY_BLOCK_1_SMB4.2_S-1 | PV Solar Module String | - | BELLARY_BLOCK_1_SMB4.2 | 13.44 |  |  | 42 | Modules |  |  |  | Out of Warranty | Haeron Modules |  |  |  |  | Haeron Modules | Schneider Electric | HR-320W | [5 empty] | Group Captive | HSEPL | Clean Solar Power Bellary Private Limited | Meera Corporation Kr | - | NA
BELLARY_BLOCK_1 | BELLARY_BLOCK_1_SMB4.2_S-2 | PV Solar Module String | - | BELLARY_BLOCK_1_SMB4.2 | 13.44 |  |  | 42 | Modules |  |  |  | Out of Warranty | Haeron Modules |  |  |  |  | Haeron Modules | Schneider Electric | HR-320W | [5 empty] | Group Captive | HSEPL | Clean Solar Power Bellary Private Limited | Meera Corporation Kr | - | NA
BELLARY_BLOCK_1 | BELLARY_BLOCK_1_SMB4.2_S-3 | PV Solar Module String | - | BELLARY_BLOCK_1_SMB4.2 | 13.44 |  |  | 42 | Modules |  |  |  | Out of Warranty | Haeron Modules |  |  |  |  | Haeron Modules | Schneider Electric | HR-320W | [5 empty] | Group Captive | HSEPL | Clean Solar Power Bellary Private Limited | Meera Corporation Kr | - | NA
BELLARY_BLOCK_1 | BELLARY_BLOCK_1_SMB4.2_S-4 | PV Solar Module String | - | BELLARY_BLOCK_1_SMB4.2 | 13.44 |  |  | 42 | Modules |  |  |  | Out of Warranty | Haeron Modules |  |  |  |  | Haeron Modules | Schneider Electric | HR-320W | [5 empty] | Group Captive | HSEPL | Clean Solar Power Bellary Private Limited | Meera Corporation Kr | - | NA
BELLARY_BLOCK_1 | BELLARY_BLOCK_1_SMB4.2_S-5 | PV Solar Module String | - | BELLARY_BLOCK_1_SMB4.2 | 13.44 |  |  | 42 | Modules |  |  |  | Out of Warranty | Haeron Modules |  |  |  |  | Haeron Modules | Schneider Electric | HR-320W | [5 empty] | Group Captive | HSEPL | Clean Solar Power Bellary Private Limited | Meera Corporation Kr | - | NA
BELLARY_BLOCK_1 | BELLARY_BLOCK_1_SMB4.2_S-6 | PV Solar Module String | - | BELLARY_BLOCK_1_SMB4.2 | 13.44 |  |  | 42 | Modules |  |  |  | Out of Warranty | Haeron Modules |  |  |  |  | Haeron Modules | Schneider Electric | HR-320W | [5 empty] | Group Captive | HSEPL | Clean Solar Power Bellary Private Limited | Meera Corporation Kr | - | NA
BELLARY_BLOCK_1 | BELLARY_BLOCK_1_SMB4.2_S-7 | PV Solar Module String | - | BELLARY_BLOCK_1_SMB4.2 | 13.44 |  |  | 42 | Modules |  |  |  | Out of Warranty | Haeron Modules |  |  |  |  | Haeron Modules | Schneider Electric | HR-320W | [5 empty] | Group Captive | HSEPL | Clean Solar Power Bellary Private Limited | Meera Corporation Kr | - | NA
BELLARY_BLOCK_1 | BELLARY_BLOCK_1_SMB4.2_S-8 | PV Solar Module String | - | BELLARY_BLOCK_1_SMB4.2 | 13.44 |  |  | 42 | Modules |  |  |  | Out of Warranty | Haeron Modules |  |  |  |  | Haeron Modules | Schneider Electric | HR-320W | [5 empty] | Group Captive | HSEPL | Clean Solar Power Bellary Private Limited | Meera Corporation Kr | - | NA
BELLARY_BLOCK_1 | BELLARY_BLOCK_1_SMB4.2_S-9 | PV Solar Module String | - | BELLARY_BLOCK_1_SMB4.2 | 13.44 |  |  | 42 | Modules |  |  |  | Out of Warranty | Haeron Modules |  |  |  |  | Haeron Modules | Schneider Electric | HR-320W | [5 empty] | Group Captive | HSEPL | Clean Solar Power Bellary Private Limited | Meera Corporation Kr | - | NA
BELLARY_BLOCK_1 | BELLARY_BLOCK_1_SMB4.2_S-10 | PV Solar Module String | - | BELLARY_BLOCK_1_SMB4.2 | 13.44 |  |  | 42 | Modules |  |  |  | Out of Warranty | Haeron Modules |  |  |  |  | Haeron Modules | Schneider Electric | HR-320W | [5 empty] | Group Captive | HSEPL | Clean Solar Power Bellary Private Limited | Meera Corporation Kr | - | NA
BELLARY_BLOCK_1 | BELLARY_BLOCK_1_SMB4.2_S-11 | PV Solar Module String | - | BELLARY_BLOCK_1_SMB4.2 | 13.44 |  |  | 42 | Modules |  |  |  | Out of Warranty | Haeron Modules |  |  |  |  | Haeron Modules | Schneider Electric | HR-320W | [5 empty] | Group Captive | HSEPL | Clean Solar Power Bellary Private Limited | Meera Corporation Kr | - | NA
BELLARY_BLOCK_1 | BELLARY_BLOCK_1_SMB4.2_S-12 | PV Solar Module String | - | BELLARY_BLOCK_1_SMB4.2 | 13.44 |  |  | 42 | Modules |  |  |  | Out of Warranty | Haeron Modules |  |  |  |  | Haeron Modules | Schneider Electric | HR-320W | [5 empty] | Group Captive | HSEPL | Clean Solar Power Bellary Private Limited | Meera Corporation Kr | - | NA
BELLARY_BLOCK_1 | BELLARY_BLOCK_1_SMB4.2_S-13 | PV Solar Module String | - | BELLARY_BLOCK_1_SMB4.2 | 13.44 |  |  | 42 | Modules |  |  |  | Out of Warranty | Haeron Modules |  |  |  |  | Haeron Modules | Schneider Electric | HR-320W | [5 empty] | Group Captive | HSEPL | Clean Solar Power Bellary Private Limited | Meera Corporation Kr | - | NA
BELLARY_BLOCK_1 | BELLARY_BLOCK_1_SMB4.2_S-14 | PV Solar Module String | - | BELLARY_BLOCK_1_SMB4.2 | 13.44 |  |  | 42 | Modules |  |  |  | Out of Warranty | Haeron Modules |  |  |  |  | Haeron Modules | Schneider Electric | HR-320W | [5 empty] | Group Captive | HSEPL | Clean Solar Power Bellary Private Limited | Meera Corporation Kr | - | NA
BELLARY_BLOCK_1 | BELLARY_BLOCK_1_SMB4.3_S-1 | PV Solar Module String | - | BELLARY_BLOCK_1_SMB4.3 | 13.44 |  |  | 42 | Modules |  |  |  | Out of Warranty | Haeron Modules |  |  |  |  | Haeron Modules | Schneider Electric | HR-320W | [5 empty] | Group Captive | HSEPL | Clean Solar Power Bellary Private Limited | Meera Corporation Kr | - | NA
BELLARY_BLOCK_1 | BELLARY_BLOCK_1_SMB4.3_S-2 | PV Solar Module String | - | BELLARY_BLOCK_1_SMB4.3 | 13.44 |  |  | 42 | Modules |  |  |  | Out of Warranty | Haeron Modules |  |  |  |  | Haeron Modules | Schneider Electric | HR-320W | [5 empty] | Group Captive | HSEPL | Clean Solar Power Bellary Private Limited | Meera Corporation Kr | - | NA
BELLARY_BLOCK_1 | BELLARY_BLOCK_1_SMB4.3_S-3 | PV Solar Module String | - | BELLARY_BLOCK_1_SMB4.3 | 13.44 |  |  | 42 | Modules |  |  |  | Out of Warranty | Haeron Modules |  |  |  |  | Haeron Modules | Schneider Electric | HR-320W | [5 empty] | Group Captive | HSEPL | Clean Solar Power Bellary Private Limited | Meera Corporation Kr | - | NA
BELLARY_BLOCK_1 | BELLARY_BLOCK_1_SMB4.3_S-4 | PV Solar Module String | - | BELLARY_BLOCK_1_SMB4.3 | 13.44 |  |  | 42 | Modules |  |  |  | Out of Warranty | Haeron Modules |  |  |  |  | Haeron Modules | Schneider Electric | HR-320W | [5 empty] | Group Captive | HSEPL | Clean Solar Power Bellary Private Limited | Meera Corporation Kr | - | NA
BELLARY_BLOCK_1 | BELLARY_BLOCK_1_SMB4.3_S-5 | PV Solar Module String | - | BELLARY_BLOCK_1_SMB4.3 | 13.44 |  |  | 42 | Modules |  |  |  | Out of Warranty | Haeron Modules |  |  |  |  | Haeron Modules | Schneider Electric | HR-320W | [5 empty] | Group Captive | HSEPL | Clean Solar Power Bellary Private Limited | Meera Corporation Kr | - | NA
BELLARY_BLOCK_1 | BELLARY_BLOCK_1_SMB4.3_S-6 | PV Solar Module String | - | BELLARY_BLOCK_1_SMB4.3 | 13.44 |  |  | 42 | Modules |  |  |  | Out of Warranty | Haeron Modules |  |  |  |  | Haeron Modules | Schneider Electric | HR-320W | [5 empty] | Group Captive | HSEPL | Clean Solar Power Bellary Private Limited | Meera Corporation Kr | - | NA
BELLARY_BLOCK_1 | BELLARY_BLOCK_1_SMB4.3_S-7 | PV Solar Module String | - | BELLARY_BLOCK_1_SMB4.3 | 13.44 |  |  | 42 | Modules |  |  |  | Out of Warranty | Haeron Modules |  |  |  |  | Haeron Modules | Schneider Electric | HR-320W | [5 empty] | Group Captive | HSEPL | Clean Solar Power Bellary Private Limited | Meera Corporation Kr | - | NA
BELLARY_BLOCK_1 | BELLARY_BLOCK_1_SMB4.3_S-8 | PV Solar Module String | - | BELLARY_BLOCK_1_SMB4.3 | 13.44 |  |  | 42 | Modules |  |  |  | Out of Warranty | Haeron Modules |  |  |  |  | Haeron Modules | Schneider Electric | HR-320W | [5 empty] | Group Captive | HSEPL | Clean Solar Power Bellary Private Limited | Meera Corporation Kr | - | NA
BELLARY_BLOCK_1 | BELLARY_BLOCK_1_SMB4.3_S-9 | PV Solar Module String | - | BELLARY_BLOCK_1_SMB4.3 | 13.44 |  |  | 42 | Modules |  |  |  | Out of Warranty | Haeron Modules |  |  |  |  | Haeron Modules | Schneider Electric | HR-320W | [5 empty] | Group Captive | HSEPL | Clean Solar Power Bellary Private Limited | Meera Corporation Kr | - | NA
BELLARY_BLOCK_1 | BELLARY_BLOCK_1_SMB4.3_S-10 | PV Solar Module String | - | BELLARY_BLOCK_1_SMB4.3 | 13.44 |  |  | 42 | Modules |  |  |  | Out of Warranty | Haeron Modules |  |  |  |  | Haeron Modules | Schneider Electric | HR-320W | [5 empty] | Group Captive | HSEPL | Clean Solar Power Bellary Private Limited | Meera Corporation Kr | - | NA
BELLARY_BLOCK_1 | BELLARY_BLOCK_1_SMB4.3_S-12 | PV Solar Module String | - | BELLARY_BLOCK_1_SMB4.3 | 13.44 |  |  | 42 | Modules |  |  |  | Out of Warranty | Haeron Modules |  |  |  |  | Haeron Modules | Schneider Electric | HR-320W | [5 empty] | Group Captive | HSEPL | Clean Solar Power Bellary Private Limited | Meera Corporation Kr | - | NA
BELLARY_BLOCK_1 | BELLARY_BLOCK_1_SMB4.3_S-13 | PV Solar Module String | - | BELLARY_BLOCK_1_SMB4.3 | 13.44 |  |  | 42 | Modules |  |  |  | Out of Warranty | Haeron Modules |  |  |  |  | Haeron Modules | Schneider Electric | HR-320W | [5 empty] | Group Captive | HSEPL | Clean Solar Power Bellary Private Limited | Meera Corporation Kr | - | NA
BELLARY_BLOCK_1 | BELLARY_BLOCK_1_SMB4.4_S-1 | PV Solar Module String | - | BELLARY_BLOCK_1_SMB4.4 | 13.44 |  |  | 42 | Modules |  |  |  | Out of Warranty | Haeron Modules |  |  |  |  | Haeron Modules | Schneider Electric | HR-320W | [5 empty] | Group Captive | HSEPL | Clean Solar Power Bellary Private Limited | Meera Corporation Kr | - | NA
BELLARY_BLOCK_1 | BELLARY_BLOCK_1_SMB4.4_S-2 | PV Solar Module String | - | BELLARY_BLOCK_1_SMB4.4 | 13.44 |  |  | 42 | Modules |  |  |  | Out of Warranty | Haeron Modules |  |  |  |  | Haeron Modules | Schneider Electric | HR-320W | [5 empty] | Group Captive | HSEPL | Clean Solar Power Bellary Private Limited | Meera Corporation Kr | - | NA
BELLARY_BLOCK_1 | BELLARY_BLOCK_1_SMB4.4_S-3 | PV Solar Module String | - | BELLARY_BLOCK_1_SMB4.4 | 13.44 |  |  | 42 | Modules |  |  |  | Out of Warranty | Haeron Modules |  |  |  |  | Haeron Modules | Schneider Electric | HR-320W | [5 empty] | Group Captive | HSEPL | Clean Solar Power Bellary Private Limited | Meera Corporation Kr | - | NA
BELLARY_BLOCK_1 | BELLARY_BLOCK_1_SMB4.4_S-4 | PV Solar Module String | - | BELLARY_BLOCK_1_SMB4.4 | 13.44 |  |  | 42 | Modules |  |  |  | Out of Warranty | Haeron Modules |  |  |  |  | Haeron Modules | Schneider Electric | HR-320W | [5 empty] | Group Captive | HSEPL | Clean Solar Power Bellary Private Limited | Meera Corporation Kr | - | NA
BELLARY_BLOCK_1 | BELLARY_BLOCK_1_SMB4.4_S-5 | PV Solar Module String | - | BELLARY_BLOCK_1_SMB4.4 | 13.44 |  |  | 42 | Modules |  |  |  | Out of Warranty | Haeron Modules |  |  |  |  | Haeron Modules | Schneider Electric | HR-320W | [5 empty] | Group Captive | HSEPL | Clean Solar Power Bellary Private Limited | Meera Corporation Kr | - | NA
BELLARY_BLOCK_1 | BELLARY_BLOCK_1_SMB4.4_S-6 | PV Solar Module String | - | BELLARY_BLOCK_1_SMB4.4 | 13.44 |  |  | 42 | Modules |  |  |  | Out of Warranty | Haeron Modules |  |  |  |  | Haeron Modules | Schneider Electric | HR-320W | [5 empty] | Group Captive | HSEPL | Clean Solar Power Bellary Private Limited | Meera Corporation Kr | - | NA
BELLARY_BLOCK_1 | BELLARY_BLOCK_1_SMB4.4_S-7 | PV Solar Module String | - | BELLARY_BLOCK_1_SMB4.4 | 13.44 |  |  | 42 | Modules |  |  |  | Out of Warranty | Haeron Modules |  |  |  |  | Haeron Modules | Schneider Electric | HR-320W | [5 empty] | Group Captive | HSEPL | Clean Solar Power Bellary Private Limited | Meera Corporation Kr | - | NA
BELLARY_BLOCK_1 | BELLARY_BLOCK_1_SMB4.4_S-8 | PV Solar Module String | - | BELLARY_BLOCK_1_SMB4.4 | 13.44 |  |  | 42 | Modules |  |  |  | Out of Warranty | Haeron Modules |  |  |  |  | Haeron Modules | Schneider Electric | HR-320W | [5 empty] | Group Captive | HSEPL | Clean Solar Power Bellary Private Limited | Meera Corporation Kr | - | NA
BELLARY_BLOCK_1 | BELLARY_BLOCK_1_SMB4.4_S-9 | PV Solar Module String | - | BELLARY_BLOCK_1_SMB4.4 | 13.44 |  |  | 42 | Modules |  |  |  | Out of Warranty | Haeron Modules |  |  |  |  | Haeron Modules | Schneider Electric | HR-320W | [5 empty] | Group Captive | HSEPL | Clean Solar Power Bellary Private Limited | Meera Corporation Kr | - | NA
BELLARY_BLOCK_1 | BELLARY_BLOCK_1_SMB4.4_S-10 | PV Solar Module String | - | BELLARY_BLOCK_1_SMB4.4 | 13.44 |  |  | 42 | Modules |  |  |  | Out of Warranty | Haeron Modules |  |  |  |  | Haeron Modules | Schneider Electric | HR-320W | [5 empty] | Group Captive | HSEPL | Clean Solar Power Bellary Private Limited | Meera Corporation Kr | - | NA
BELLARY_BLOCK_1 | BELLARY_BLOCK_1_SMB4.4_S-11 | PV Solar Module String | - | BELLARY_BLOCK_1_SMB4.4 | 13.44 |  |  | 42 | Modules |  |  |  | Out of Warranty | Haeron Modules |  |  |  |  | Haeron Modules | Schneider Electric | HR-320W | [5 empty] | Group Captive | HSEPL | Clean Solar Power Bellary Private Limited | Meera Corporation Kr | - | NA
BELLARY_BLOCK_1 | BELLARY_BLOCK_1_SMB4.4_S-12 | PV Solar Module String | - | BELLARY_BLOCK_1_SMB4.4 | 13.44 |  |  | 42 | Modules |  |  |  | Out of Warranty | Haeron Modules |  |  |  |  | Haeron Modules | Schneider Electric | HR-320W | [5 empty] | Group Captive | HSEPL | Clean Solar Power Bellary Private Limited | Meera Corporation Kr | - | NA
BELLARY_BLOCK_1 | BELLARY_BLOCK_1_SMB4.4_S-13 | PV Solar Module String | - | BELLARY_BLOCK_1_SMB4.4 | 13.44 |  |  | 42 | Modules |  |  |  | Out of Warranty | Haeron Modules |  |  |  |  | Haeron Modules | Schneider Electric | HR-320W | [5 empty] | Group Captive | HSEPL | Clean Solar Power Bellary Private Limited | Meera Corporation Kr | - | NA
BELLARY_BLOCK_1 | BELLARY_BLOCK_1_SMB5.1_S-1 | PV Solar Module String | - | BELLARY_BLOCK_1_SMB5.1 | 13.44 |  |  | 42 | Modules |  |  |  | Out of Warranty | Haeron Modules |  |  |  |  | Haeron Modules | Schneider Electric | HR-320W | [5 empty] | Group Captive | HSEPL | Clean Solar Power Bellary Private Limited | Meera Corporation Kr | - | NA
BELLARY_BLOCK_1 | BELLARY_BLOCK_1_SMB5.1_S-2 | PV Solar Module String | - | BELLARY_BLOCK_1_SMB5.1 | 13.44 |  |  | 42 | Modules |  |  |  | Out of Warranty | Haeron Modules |  |  |  |  | Haeron Modules | Schneider Electric | HR-320W | [5 empty] | Group Captive | HSEPL | Clean Solar Power Bellary Private Limited | Meera Corporation Kr | - | NA
BELLARY_BLOCK_1 | BELLARY_BLOCK_1_SMB5.1_S-3 | PV Solar Module String | - | BELLARY_BLOCK_1_SMB5.1 | 13.44 |  |  | 42 | Modules |  |  |  | Out of Warranty | Haeron Modules |  |  |  |  | Haeron Modules | Schneider Electric | HR-320W | [5 empty] | Group Captive | HSEPL | Clean Solar Power Bellary Private Limited | Meera Corporation Kr | - | NA
BELLARY_BLOCK_1 | BELLARY_BLOCK_1_SMB5.1_S-4 | PV Solar Module String | - | BELLARY_BLOCK_1_SMB5.1 | 13.44 |  |  | 42 | Modules |  |  |  | Out of Warranty | Haeron Modules |  |  |  |  | Haeron Modules | Schneider Electric | HR-320W | [5 empty] | Group Captive | HSEPL | Clean Solar Power Bellary Private Limited | Meera Corporation Kr | - | NA
BELLARY_BLOCK_1 | BELLARY_BLOCK_1_SMB5.1_S-5 | PV Solar Module String | - | BELLARY_BLOCK_1_SMB5.1 | 13.44 |  |  | 42 | Modules |  |  |  | Out of Warranty | Haeron Modules |  |  |  |  | Haeron Modules | Schneider Electric | HR-320W | [5 empty] | Group Captive | HSEPL | Clean Solar Power Bellary Private Limited | Meera Corporation Kr | - | NA
BELLARY_BLOCK_1 | BELLARY_BLOCK_1_SMB5.1_S-6 | PV Solar Module String | - | BELLARY_BLOCK_1_SMB5.1 | 13.44 |  |  | 42 | Modules |  |  |  | Out of Warranty | Haeron Modules |  |  |  |  | Haeron Modules | Schneider Electric | HR-320W | [5 empty] | Group Captive | HSEPL | Clean Solar Power Bellary Private Limited | Meera Corporation Kr | - | NA
BELLARY_BLOCK_1 | BELLARY_BLOCK_1_SMB5.1_S-7 | PV Solar Module String | - | BELLARY_BLOCK_1_SMB5.1 | 13.44 |  |  | 42 | Modules |  |  |  | Out of Warranty | Haeron Modules |  |  |  |  | Haeron Modules | Schneider Electric | HR-320W | [5 empty] | Group Captive | HSEPL | Clean Solar Power Bellary Private Limited | Meera Corporation Kr | - | NA
BELLARY_BLOCK_1 | BELLARY_BLOCK_1_SMB5.1_S-8 | PV Solar Module String | - | BELLARY_BLOCK_1_SMB5.1 | 13.44 |  |  | 42 | Modules |  |  |  | Out of Warranty | Haeron Modules |  |  |  |  | Haeron Modules | Schneider Electric | HR-320W | [5 empty] | Group Captive | HSEPL | Clean Solar Power Bellary Private Limited | Meera Corporation Kr | - | NA
BELLARY_BLOCK_1 | BELLARY_BLOCK_1_SMB5.1_S-9 | PV Solar Module String | - | BELLARY_BLOCK_1_SMB5.1 | 13.44 |  |  | 42 | Modules |  |  |  | Out of Warranty | Haeron Modules |  |  |  |  | Haeron Modules | Schneider Electric | HR-320W | [5 empty] | Group Captive | HSEPL | Clean Solar Power Bellary Private Limited | Meera Corporation Kr | - | NA
BELLARY_BLOCK_1 | BELLARY_BLOCK_1_SMB5.1_S-10 | PV Solar Module String | - | BELLARY_BLOCK_1_SMB5.1 | 13.44 |  |  | 42 | Modules |  |  |  | Out of Warranty | Haeron Modules |  |  |  |  | Haeron Modules | Schneider Electric | HR-320W | [5 empty] | Group Captive | HSEPL | Clean Solar Power Bellary Private Limited | Meera Corporation Kr | - | NA
BELLARY_BLOCK_1 | BELLARY_BLOCK_1_SMB5.1_S-11 | PV Solar Module String | - | BELLARY_BLOCK_1_SMB5.1 | 13.44 |  |  | 42 | Modules |  |  |  | Out of Warranty | Haeron Modules |  |  |  |  | Haeron Modules | Schneider Electric | HR-320W | [5 empty] | Group Captive | HSEPL | Clean Solar Power Bellary Private Limited | Meera Corporation Kr | - | NA
BELLARY_BLOCK_1 | BELLARY_BLOCK_1_SMB5.1_S-12 | PV Solar Module String | - | BELLARY_BLOCK_1_SMB5.1 | 13.44 |  |  | 42 | Modules |  |  |  | Out of Warranty | Haeron Modules |  |  |  |  | Haeron Modules | Schneider Electric | HR-320W | [5 empty] | Group Captive | HSEPL | Clean Solar Power Bellary Private Limited | Meera Corporation Kr | - | NA
BELLARY_BLOCK_1 | BELLARY_BLOCK_1_SMB5.1_S-13 | PV Solar Module String | - | BELLARY_BLOCK_1_SMB5.1 | 13.44 |  |  | 42 | Modules |  |  |  | Out of Warranty | Haeron Modules |  |  |  |  | Haeron Modules | Schneider Electric | HR-320W | [5 empty] | Group Captive | HSEPL | Clean Solar Power Bellary Private Limited | Meera Corporation Kr | - | NA
BELLARY_BLOCK_1 | BELLARY_BLOCK_1_SMB5.1_S-14 | PV Solar Module String | - | BELLARY_BLOCK_1_SMB5.1 | 13.44 |  |  | 42 | Modules |  |  |  | Out of Warranty | Haeron Modules |  |  |  |  | Haeron Modules | Schneider Electric | HR-320W | [5 empty] | Group Captive | HSEPL | Clean Solar Power Bellary Private Limited | Meera Corporation Kr | - | NA
BELLARY_BLOCK_1 | BELLARY_BLOCK_1_SMB5.1_S-15 | PV Solar Module String | - | BELLARY_BLOCK_1_SMB5.1 | 13.44 |  |  | 42 | Modules |  |  |  | Out of Warranty | Haeron Modules |  |  |  |  | Haeron Modules | Schneider Electric | HR-320W | [5 empty] | Group Captive | HSEPL | Clean Solar Power Bellary Private Limited | Meera Corporation Kr | - | NA
BELLARY_BLOCK_1 | BELLARY_BLOCK_1_SMB5.1_S-16 | PV Solar Module String | - | BELLARY_BLOCK_1_SMB5.1 | 13.44 |  |  | 42 | Modules |  |  |  | Out of Warranty | Haeron Modules |  |  |  |  | Haeron Modules | Schneider Electric | HR-320W | [5 empty] | Group Captive | HSEPL | Clean Solar Power Bellary Private Limited | Meera Corporation Kr | - | NA
BELLARY_BLOCK_1 | BELLARY_BLOCK_1_SMB5.2_S-1 | PV Solar Module String | - | BELLARY_BLOCK_1_SMB5.2 | 13.44 |  |  | 42 | Modules |  |  |  | Out of Warranty | Haeron Modules |  |  |  |  | Haeron Modules | Schneider Electric | HR-320W | [5 empty] | Group Captive | HSEPL | Clean Solar Power Bellary Private Limited | Meera Corporation Kr | - | NA
BELLARY_BLOCK_1 | BELLARY_BLOCK_1_SMB5.2_S-2 | PV Solar Module String | - | BELLARY_BLOCK_1_SMB5.2 | 13.44 |  |  | 42 | Modules |  |  |  | Out of Warranty | Haeron Modules |  |  |  |  | Haeron Modules | Schneider Electric | HR-320W | [5 empty] | Group Captive | HSEPL | Clean Solar Power Bellary Private Limited | Meera Corporation Kr | - | NA
BELLARY_BLOCK_1 | BELLARY_BLOCK_1_SMB5.2_S-3 | PV Solar Module String | - | BELLARY_BLOCK_1_SMB5.2 | 13.44 |  |  | 42 | Modules |  |  |  | Out of Warranty | Haeron Modules |  |  |  |  | Haeron Modules | Schneider Electric | HR-320W | [5 empty] | Group Captive | HSEPL | Clean Solar Power Bellary Private Limited | Meera Corporation Kr | - | NA
BELLARY_BLOCK_1 | BELLARY_BLOCK_1_SMB5.2_S-4 | PV Solar Module String | - | BELLARY_BLOCK_1_SMB5.2 | 13.44 |  |  | 42 | Modules |  |  |  | Out of Warranty | Haeron Modules |  |  |  |  | Haeron Modules | Schneider Electric | HR-320W | [5 empty] | Group Captive | HSEPL | Clean Solar Power Bellary Private Limited | Meera Corporation Kr | - | NA
BELLARY_BLOCK_1 | BELLARY_BLOCK_1_SMB5.2_S-5 | PV Solar Module String | - | BELLARY_BLOCK_1_SMB5.2 | 13.44 |  |  | 42 | Modules |  |  |  | Out of Warranty | Haeron Modules |  |  |  |  | Haeron Modules | Schneider Electric | HR-320W | [5 empty] | Group Captive | HSEPL | Clean Solar Power Bellary Private Limited | Meera Corporation Kr | - | NA
BELLARY_BLOCK_1 | BELLARY_BLOCK_1_SMB5.2_S-6 | PV Solar Module String | - | BELLARY_BLOCK_1_SMB5.2 | 13.44 |  |  | 42 | Modules |  |  |  | Out of Warranty | Haeron Modules |  |  |  |  | Haeron Modules | Schneider Electric | HR-320W | [5 empty] | Group Captive | HSEPL | Clean Solar Power Bellary Private Limited | Meera Corporation Kr | - | NA
BELLARY_BLOCK_1 | BELLARY_BLOCK_1_SMB5.2_S-7 | PV Solar Module String | - | BELLARY_BLOCK_1_SMB5.2 | 13.44 |  |  | 42 | Modules |  |  |  | Out of Warranty | Haeron Modules |  |  |  |  | Haeron Modules | Schneider Electric | HR-320W | [5 empty] | Group Captive | HSEPL | Clean Solar Power Bellary Private Limited | Meera Corporation Kr | - | NA
BELLARY_BLOCK_1 | BELLARY_BLOCK_1_SMB5.2_S-8 | PV Solar Module String | - | BELLARY_BLOCK_1_SMB5.2 | 13.44 |  |  | 42 | Modules |  |  |  | Out of Warranty | Haeron Modules |  |  |  |  | Haeron Modules | Schneider Electric | HR-320W | [5 empty] | Group Captive | HSEPL | Clean Solar Power Bellary Private Limited | Meera Corporation Kr | - | NA
BELLARY_BLOCK_1 | BELLARY_BLOCK_1_SMB5.2_S-9 | PV Solar Module String | - | BELLARY_BLOCK_1_SMB5.2 | 13.44 |  |  | 42 | Modules |  |  |  | Out of Warranty | Haeron Modules |  |  |  |  | Haeron Modules | Schneider Electric | HR-320W | [5 empty] | Group Captive | HSEPL | Clean Solar Power Bellary Private Limited | Meera Corporation Kr | - | NA
BELLARY_BLOCK_1 | BELLARY_BLOCK_1_SMB5.2_S-10 | PV Solar Module String | - | BELLARY_BLOCK_1_SMB5.2 | 13.44 |  |  | 42 | Modules |  |  |  | Out of Warranty | Haeron Modules |  |  |  |  | Haeron Modules | Schneider Electric | HR-320W | [5 empty] | Group Captive | HSEPL | Clean Solar Power Bellary Private Limited | Meera Corporation Kr | - | NA
BELLARY_BLOCK_1 | BELLARY_BLOCK_1_SMB5.2_S-11 | PV Solar Module String | - | BELLARY_BLOCK_1_SMB5.2 | 13.44 |  |  | 42 | Modules |  |  |  | Out of Warranty | Haeron Modules |  |  |  |  | Haeron Modules | Schneider Electric | HR-320W | [5 empty] | Group Captive | HSEPL | Clean Solar Power Bellary Private Limited | Meera Corporation Kr | - | NA
BELLARY_BLOCK_1 | BELLARY_BLOCK_1_SMB5.2_S-12 | PV Solar Module String | - | BELLARY_BLOCK_1_SMB5.2 | 13.44 |  |  | 42 | Modules |  |  |  | Out of Warranty | Haeron Modules |  |  |  |  | Haeron Modules | Schneider Electric | HR-320W | [5 empty] | Group Captive | HSEPL | Clean Solar Power Bellary Private Limited | Meera Corporation Kr | - | NA
BELLARY_BLOCK_1 | BELLARY_BLOCK_1_SMB5.2_S-13 | PV Solar Module String | - | BELLARY_BLOCK_1_SMB5.2 | 13.44 |  |  | 42 | Modules |  |  |  | Out of Warranty | Haeron Modules |  |  |  |  | Haeron Modules | Schneider Electric | HR-320W | [5 empty] | Group Captive | HSEPL | Clean Solar Power Bellary Private Limited | Meera Corporation Kr | - | NA
BELLARY_BLOCK_1 | BELLARY_BLOCK_1_SMB5.2_S-14 | PV Solar Module String | - | BELLARY_BLOCK_1_SMB5.2 | 13.44 |  |  | 42 | Modules |  |  |  | Out of Warranty | Haeron Modules |  |  |  |  | Haeron Modules | Schneider Electric | HR-320W | [5 empty] | Group Captive | HSEPL | Clean Solar Power Bellary Private Limited | Meera Corporation Kr | - | NA
BELLARY_BLOCK_1 | BELLARY_BLOCK_1_SMB5.3_S-1 | PV Solar Module String | - | BELLARY_BLOCK_1_SMB5.3 | 13.44 |  |  | 42 | Modules |  |  |  | Out of Warranty | Haeron Modules |  |  |  |  | Haeron Modules | Schneider Electric | HR-320W | [5 empty] | Group Captive | HSEPL | Clean Solar Power Bellary Private Limited | Meera Corporation Kr | - | NA
BELLARY_BLOCK_1 | BELLARY_BLOCK_1_SMB5.3_S-2 | PV Solar Module String | - | BELLARY_BLOCK_1_SMB5.3 | 13.44 |  |  | 42 | Modules |  |  |  | Out of Warranty | Haeron Modules |  |  |  |  | Haeron Modules | Schneider Electric | HR-320W | [5 empty] | Group Captive | HSEPL | Clean Solar Power Bellary Private Limited | Meera Corporation Kr | - | NA
BELLARY_BLOCK_1 | BELLARY_BLOCK_1_SMB5.3_S-3 | PV Solar Module String | - | BELLARY_BLOCK_1_SMB5.3 | 13.44 |  |  | 42 | Modules |  |  |  | Out of Warranty | Haeron Modules |  |  |  |  | Haeron Modules | Schneider Electric | HR-320W | [5 empty] | Group Captive | HSEPL | Clean Solar Power Bellary Private Limited | Meera Corporation Kr | - | NA
BELLARY_BLOCK_1 | BELLARY_BLOCK_1_SMB5.3_S-4 | PV Solar Module String | - | BELLARY_BLOCK_1_SMB5.3 | 13.44 |  |  | 42 | Modules |  |  |  | Out of Warranty | Haeron Modules |  |  |  |  | Haeron Modules | Schneider Electric | HR-320W | [5 empty] | Group Captive | HSEPL | Clean Solar Power Bellary Private Limited | Meera Corporation Kr | - | NA
BELLARY_BLOCK_1 | BELLARY_BLOCK_1_SMB5.3_S-5 | PV Solar Module String | - | BELLARY_BLOCK_1_SMB5.3 | 13.44 |  |  | 42 | Modules |  |  |  | Out of Warranty | Haeron Modules |  |  |  |  | Haeron Modules | Schneider Electric | HR-320W | [5 empty] | Group Captive | HSEPL | Clean Solar Power Bellary Private Limited | Meera Corporation Kr | - | NA
BELLARY_BLOCK_1 | BELLARY_BLOCK_1_SMB5.3_S-6 | PV Solar Module String | - | BELLARY_BLOCK_1_SMB5.3 | 13.44 |  |  | 42 | Modules |  |  |  | Out of Warranty | Haeron Modules |  |  |  |  | Haeron Modules | Schneider Electric | HR-320W | [5 empty] | Group Captive | HSEPL | Clean Solar Power Bellary Private Limited | Meera Corporation Kr | - | NA
BELLARY_BLOCK_1 | BELLARY_BLOCK_1_SMB5.3_S-7 | PV Solar Module String | - | BELLARY_BLOCK_1_SMB5.3 | 13.44 |  |  | 42 | Modules |  |  |  | Out of Warranty | Haeron Modules |  |  |  |  | Haeron Modules | Schneider Electric | HR-320W | [5 empty] | Group Captive | HSEPL | Clean Solar Power Bellary Private Limited | Meera Corporation Kr | - | NA
BELLARY_BLOCK_1 | BELLARY_BLOCK_1_SMB5.3_S-8 | PV Solar Module String | - | BELLARY_BLOCK_1_SMB5.3 | 13.44 |  |  | 42 | Modules |  |  |  | Out of Warranty | Haeron Modules |  |  |  |  | Haeron Modules | Schneider Electric | HR-320W | [5 empty] | Group Captive | HSEPL | Clean Solar Power Bellary Private Limited | Meera Corporation Kr | - | NA
BELLARY_BLOCK_1 | BELLARY_BLOCK_1_SMB5.3_S-9 | PV Solar Module String | - | BELLARY_BLOCK_1_SMB5.3 | 13.44 |  |  | 42 | Modules |  |  |  | Out of Warranty | Haeron Modules |  |  |  |  | Haeron Modules | Schneider Electric | HR-320W | [5 empty] | Group Captive | HSEPL | Clean Solar Power Bellary Private Limited | Meera Corporation Kr | - | NA
BELLARY_BLOCK_1 | BELLARY_BLOCK_1_SMB5.3_S-10 | PV Solar Module String | - | BELLARY_BLOCK_1_SMB5.3 | 13.44 |  |  | 42 | Modules |  |  |  | Out of Warranty | Haeron Modules |  |  |  |  | Haeron Modules | Schneider Electric | HR-320W | [5 empty] | Group Captive | HSEPL | Clean Solar Power Bellary Private Limited | Meera Corporation Kr | - | NA
BELLARY_BLOCK_1 | BELLARY_BLOCK_1_SMB5.3_S-11 | PV Solar Module String | - | BELLARY_BLOCK_1_SMB5.3 | 13.44 |  |  | 42 | Modules |  |  |  | Out of Warranty | Haeron Modules |  |  |  |  | Haeron Modules | Schneider Electric | HR-320W | [5 empty] | Group Captive | HSEPL | Clean Solar Power Bellary Private Limited | Meera Corporation Kr | - | NA
BELLARY_BLOCK_1 | BELLARY_BLOCK_1_SMB5.3_S-12 | PV Solar Module String | - | BELLARY_BLOCK_1_SMB5.3 | 13.44 |  |  | 42 | Modules |  |  |  | Out of Warranty | Haeron Modules |  |  |  |  | Haeron Modules | Schneider Electric | HR-320W | [5 empty] | Group Captive | HSEPL | Clean Solar Power Bellary Private Limited | Meera Corporation Kr | - | NA
BELLARY_BLOCK_1 | BELLARY_BLOCK_1_SMB5.3_S-13 | PV Solar Module String | - | BELLARY_BLOCK_1_SMB5.3 | 13.44 |  |  | 42 | Modules |  |  |  | Out of Warranty | Haeron Modules |  |  |  |  | Haeron Modules | Schneider Electric | HR-320W | [5 empty] | Group Captive | HSEPL | Clean Solar Power Bellary Private Limited | Meera Corporation Kr | - | NA
BELLARY_BLOCK_1 | BELLARY_BLOCK_1_SMB5.3_S-14 | PV Solar Module String | - | BELLARY_BLOCK_1_SMB5.3 | 13.44 |  |  | 42 | Modules |  |  |  | Out of Warranty | Haeron Modules |  |  |  |  | Haeron Modules | Schneider Electric | HR-320W | [5 empty] | Group Captive | HSEPL | Clean Solar Power Bellary Private Limited | Meera Corporation Kr | - | NA
BELLARY_BLOCK_1 | BELLARY_BLOCK_1_SMB5.4_S-1 | PV Solar Module String | - | BELLARY_BLOCK_1_SMB5.4 | 13.44 |  |  | 42 | Modules |  |  |  | Out of Warranty | Haeron Modules |  |  |  |  | Haeron Modules | Schneider Electric | HR-320W | [5 empty] | Group Captive | HSEPL | Clean Solar Power Bellary Private Limited | Meera Corporation Kr | - | NA
BELLARY_BLOCK_1 | BELLARY_BLOCK_1_SMB5.4_S-2 | PV Solar Module String | - | BELLARY_BLOCK_1_SMB5.4 | 13.44 |  |  | 42 | Modules |  |  |  | Out of Warranty | Haeron Modules |  |  |  |  | Haeron Modules | Schneider Electric | HR-320W | [5 empty] | Group Captive | HSEPL | Clean Solar Power Bellary Private Limited | Meera Corporation Kr | - | NA
BELLARY_BLOCK_1 | BELLARY_BLOCK_1_SMB5.4_S-3 | PV Solar Module String | - | BELLARY_BLOCK_1_SMB5.4 | 13.44 |  |  | 42 | Modules |  |  |  | Out of Warranty | Haeron Modules |  |  |  |  | Haeron Modules | Schneider Electric | HR-320W | [5 empty] | Group Captive | HSEPL | Clean Solar Power Bellary Private Limited | Meera Corporation Kr | - | NA
BELLARY_BLOCK_1 | BELLARY_BLOCK_1_SMB5.4_S-4 | PV Solar Module String | - | BELLARY_BLOCK_1_SMB5.4 | 13.44 |  |  | 42 | Modules |  |  |  | Out of Warranty | Haeron Modules |  |  |  |  | Haeron Modules | Schneider Electric | HR-320W | [5 empty] | Group Captive | HSEPL | Clean Solar Power Bellary Private Limited | Meera Corporation Kr | - | NA
BELLARY_BLOCK_1 | BELLARY_BLOCK_1_SMB5.4_S-5 | PV Solar Module String | - | BELLARY_BLOCK_1_SMB5.4 | 13.44 |  |  | 42 | Modules |  |  |  | Out of Warranty | Haeron Modules |  |  |  |  | Haeron Modules | Schneider Electric | HR-320W | [5 empty] | Group Captive | HSEPL | Clean Solar Power Bellary Private Limited | Meera Corporation Kr | - | NA
BELLARY_BLOCK_1 | BELLARY_BLOCK_1_SMB5.4_S-6 | PV Solar Module String | - | BELLARY_BLOCK_1_SMB5.4 | 13.44 |  |  | 42 | Modules |  |  |  | Out of Warranty | Haeron Modules |  |  |  |  | Haeron Modules | Schneider Electric | HR-320W | [5 empty] | Group Captive | HSEPL | Clean Solar Power Bellary Private Limited | Meera Corporation Kr | - | NA
BELLARY_BLOCK_1 | BELLARY_BLOCK_1_SMB5.4_S-7 | PV Solar Module String | - | BELLARY_BLOCK_1_SMB5.4 | 13.44 |  |  | 42 | Modules |  |  |  | Out of Warranty | Haeron Modules |  |  |  |  | Haeron Modules | Schneider Electric | HR-320W | [5 empty] | Group Captive | HSEPL | Clean Solar Power Bellary Private Limited | Meera Corporation Kr | - | NA
BELLARY_BLOCK_1 | BELLARY_BLOCK_1_SMB5.4_S-8 | PV Solar Module String | - | BELLARY_BLOCK_1_SMB5.4 | 13.44 |  |  | 42 | Modules |  |  |  | Out of Warranty | Haeron Modules |  |  |  |  | Haeron Modules | Schneider Electric | HR-320W | [5 empty] | Group Captive | HSEPL | Clean Solar Power Bellary Private Limited | Meera Corporation Kr | - | NA
BELLARY_BLOCK_1 | BELLARY_BLOCK_1_SMB5.4_S-9 | PV Solar Module String | - | BELLARY_BLOCK_1_SMB5.4 | 13.44 |  |  | 42 | Modules |  |  |  | Out of Warranty | Haeron Modules |  |  |  |  | Haeron Modules | Schneider Electric | HR-320W | [5 empty] | Group Captive | HSEPL | Clean Solar Power Bellary Private Limited | Meera Corporation Kr | - | NA
BELLARY_BLOCK_1 | BELLARY_BLOCK_1_SMB5.4_S-10 | PV Solar Module String | - | BELLARY_BLOCK_1_SMB5.4 | 13.44 |  |  | 42 | Modules |  |  |  | Out of Warranty | Haeron Modules |  |  |  |  | Haeron Modules | Schneider Electric | HR-320W | [5 empty] | Group Captive | HSEPL | Clean Solar Power Bellary Private Limited | Meera Corporation Kr | - | NA
BELLARY_BLOCK_1 | BELLARY_BLOCK_1_SMB5.4_S-11 | PV Solar Module String | - | BELLARY_BLOCK_1_SMB5.4 | 13.44 |  |  | 42 | Modules |  |  |  | Out of Warranty | Haeron Modules |  |  |  |  | Haeron Modules | Schneider Electric | HR-320W | [5 empty] | Group Captive | HSEPL | Clean Solar Power Bellary Private Limited | Meera Corporation Kr | - | NA
BELLARY_BLOCK_1 | BELLARY_BLOCK_1_SMB5.4_S-12 | PV Solar Module String | - | BELLARY_BLOCK_1_SMB5.4 | 13.44 |  |  | 42 | Modules |  |  |  | Out of Warranty | Haeron Modules |  |  |  |  | Haeron Modules | Schneider Electric | HR-320W | [5 empty] | Group Captive | HSEPL | Clean Solar Power Bellary Private Limited | Meera Corporation Kr | - | NA
BELLARY_BLOCK_1 | BELLARY_BLOCK_1_SMB5.4_S-13 | PV Solar Module String | - | BELLARY_BLOCK_1_SMB5.4 | 13.44 |  |  | 42 | Modules |  |  |  | Out of Warranty | Haeron Modules |  |  |  |  | Haeron Modules | Schneider Electric | HR-320W | [5 empty] | Group Captive | HSEPL | Clean Solar Power Bellary Private Limited | Meera Corporation Kr | - | NA
BELLARY_BLOCK_1 | BELLARY_BLOCK_1_SMB6.1_S-1 | PV Solar Module String | - | BELLARY_BLOCK_1_SMB6.1 | 13.44 |  |  | 42 | Modules |  |  |  | Out of Warranty | Haeron Modules |  |  |  |  | Haeron Modules | Schneider Electric | HR-320W | [5 empty] | Group Captive | HSEPL | Clean Solar Power Bellary Private Limited | Meera Corporation Kr | - | NA
BELLARY_BLOCK_1 | BELLARY_BLOCK_1_SMB6.1_S-2 | PV Solar Module String | - | BELLARY_BLOCK_1_SMB6.1 | 13.44 |  |  | 42 | Modules |  |  |  | Out of Warranty | Haeron Modules |  |  |  |  | Haeron Modules | Schneider Electric | HR-320W | [5 empty] | Group Captive | HSEPL | Clean Solar Power Bellary Private Limited | Meera Corporation Kr | - | NA
BELLARY_BLOCK_1 | BELLARY_BLOCK_1_SMB6.1_S-3 | PV Solar Module String | - | BELLARY_BLOCK_1_SMB6.1 | 13.44 |  |  | 42 | Modules |  |  |  | Out of Warranty | Haeron Modules |  |  |  |  | Haeron Modules | Schneider Electric | HR-320W | [5 empty] | Group Captive | HSEPL | Clean Solar Power Bellary Private Limited | Meera Corporation Kr | - | NA
BELLARY_BLOCK_1 | BELLARY_BLOCK_1_SMB6.1_S-4 | PV Solar Module String | - | BELLARY_BLOCK_1_SMB6.1 | 13.44 |  |  | 42 | Modules |  |  |  | Out of Warranty | Haeron Modules |  |  |  |  | Haeron Modules | Schneider Electric | HR-320W | [5 empty] | Group Captive | HSEPL | Clean Solar Power Bellary Private Limited | Meera Corporation Kr | - | NA
BELLARY_BLOCK_1 | BELLARY_BLOCK_1_SMB6.1_S-5 | PV Solar Module String | - | BELLARY_BLOCK_1_SMB6.1 | 13.44 |  |  | 42 | Modules |  |  |  | Out of Warranty | Haeron Modules |  |  |  |  | Haeron Modules | Schneider Electric | HR-320W | [5 empty] | Group Captive | HSEPL | Clean Solar Power Bellary Private Limited | Meera Corporation Kr | - | NA
BELLARY_BLOCK_1 | BELLARY_BLOCK_1_SMB6.1_S-6 | PV Solar Module String | - | BELLARY_BLOCK_1_SMB6.1 | 13.44 |  |  | 42 | Modules |  |  |  | Out of Warranty | Haeron Modules |  |  |  |  | Haeron Modules | Schneider Electric | HR-320W | [5 empty] | Group Captive | HSEPL | Clean Solar Power Bellary Private Limited | Meera Corporation Kr | - | NA
BELLARY_BLOCK_1 | BELLARY_BLOCK_1_SMB6.1_S-7 | PV Solar Module String | - | BELLARY_BLOCK_1_SMB6.1 | 13.44 |  |  | 42 | Modules |  |  |  | Out of Warranty | Haeron Modules |  |  |  |  | Haeron Modules | Schneider Electric | HR-320W | [5 empty] | Group Captive | HSEPL | Clean Solar Power Bellary Private Limited | Meera Corporation Kr | - | NA
BELLARY_BLOCK_1 | BELLARY_BLOCK_1_SMB6.1_S-8 | PV Solar Module String | - | BELLARY_BLOCK_1_SMB6.1 | 13.44 |  |  | 42 | Modules |  |  |  | Out of Warranty | Haeron Modules |  |  |  |  | Haeron Modules | Schneider Electric | HR-320W | [5 empty] | Group Captive | HSEPL | Clean Solar Power Bellary Private Limited | Meera Corporation Kr | - | NA
BELLARY_BLOCK_1 | BELLARY_BLOCK_1_SMB6.1_S-9 | PV Solar Module String | - | BELLARY_BLOCK_1_SMB6.1 | 13.44 |  |  | 42 | Modules |  |  |  | Out of Warranty | Haeron Modules |  |  |  |  | Haeron Modules | Schneider Electric | HR-320W | [5 empty] | Group Captive | HSEPL | Clean Solar Power Bellary Private Limited | Meera Corporation Kr | - | NA
BELLARY_BLOCK_1 | BELLARY_BLOCK_1_SMB6.1_S-10 | PV Solar Module String | - | BELLARY_BLOCK_1_SMB6.1 | 13.44 |  |  | 42 | Modules |  |  |  | Out of Warranty | Haeron Modules |  |  |  |  | Haeron Modules | Schneider Electric | HR-320W | [5 empty] | Group Captive | HSEPL | Clean Solar Power Bellary Private Limited | Meera Corporation Kr | - | NA
BELLARY_BLOCK_1 | BELLARY_BLOCK_1_SMB6.1_S-11 | PV Solar Module String | - | BELLARY_BLOCK_1_SMB6.1 | 13.44 |  |  | 42 | Modules |  |  |  | Out of Warranty | Haeron Modules |  |  |  |  | Haeron Modules | Schneider Electric | HR-320W | [5 empty] | Group Captive | HSEPL | Clean Solar Power Bellary Private Limited | Meera Corporation Kr | - | NA
BELLARY_BLOCK_1 | BELLARY_BLOCK_1_SMB6.1_S-12 | PV Solar Module String | - | BELLARY_BLOCK_1_SMB6.1 | 13.44 |  |  | 42 | Modules |  |  |  | Out of Warranty | Haeron Modules |  |  |  |  | Haeron Modules | Schneider Electric | HR-320W | [5 empty] | Group Captive | HSEPL | Clean Solar Power Bellary Private Limited | Meera Corporation Kr | - | NA
BELLARY_BLOCK_1 | BELLARY_BLOCK_1_SMB6.1_S-13 | PV Solar Module String | - | BELLARY_BLOCK_1_SMB6.1 | 13.44 |  |  | 42 | Modules |  |  |  | Out of Warranty | Haeron Modules |  |  |  |  | Haeron Modules | Schneider Electric | HR-320W | [5 empty] | Group Captive | HSEPL | Clean Solar Power Bellary Private Limited | Meera Corporation Kr | - | NA
BELLARY_BLOCK_1 | BELLARY_BLOCK_1_SMB6.1_S-14 | PV Solar Module String | - | BELLARY_BLOCK_1_SMB6.1 | 13.44 |  |  | 42 | Modules |  |  |  | Out of Warranty | Haeron Modules |  |  |  |  | Haeron Modules | Schneider Electric | HR-320W | [5 empty] | Group Captive | HSEPL | Clean Solar Power Bellary Private Limited | Meera Corporation Kr | - | NA
BELLARY_BLOCK_1 | BELLARY_BLOCK_1_SMB6.2_S-1 | PV Solar Module String | - | BELLARY_BLOCK_1_SMB6.2 | 13.44 |  |  | 42 | Modules |  |  |  | Out of Warranty | Haeron Modules |  |  |  |  | Haeron Modules | Schneider Electric | HR-320W | [5 empty] | Group Captive | HSEPL | Clean Solar Power Bellary Private Limited | Meera Corporation Kr | - | NA
BELLARY_BLOCK_1 | BELLARY_BLOCK_1_SMB6.2_S-2 | PV Solar Module String | - | BELLARY_BLOCK_1_SMB6.2 | 13.44 |  |  | 42 | Modules |  |  |  | Out of Warranty | Haeron Modules |  |  |  |  | Haeron Modules | Schneider Electric | HR-320W | [5 empty] | Group Captive | HSEPL | Clean Solar Power Bellary Private Limited | Meera Corporation Kr | - | NA
BELLARY_BLOCK_1 | BELLARY_BLOCK_1_SMB6.2_S-3 | PV Solar Module String | - | BELLARY_BLOCK_1_SMB6.2 | 13.44 |  |  | 42 | Modules |  |  |  | Out of Warranty | Haeron Modules |  |  |  |  | Haeron Modules | Schneider Electric | HR-320W | [5 empty] | Group Captive | HSEPL | Clean Solar Power Bellary Private Limited | Meera Corporation Kr | - | NA
BELLARY_BLOCK_1 | BELLARY_BLOCK_1_SMB6.2_S-4 | PV Solar Module String | - | BELLARY_BLOCK_1_SMB6.2 | 13.44 |  |  | 42 | Modules |  |  |  | Out of Warranty | Haeron Modules |  |  |  |  | Haeron Modules | Schneider Electric | HR-320W | [5 empty] | Group Captive | HSEPL | Clean Solar Power Bellary Private Limited | Meera Corporation Kr | - | NA
BELLARY_BLOCK_1 | BELLARY_BLOCK_1_SMB6.2_S-5 | PV Solar Module String | - | BELLARY_BLOCK_1_SMB6.2 | 13.44 |  |  | 42 | Modules |  |  |  | Out of Warranty | Haeron Modules |  |  |  |  | Haeron Modules | Schneider Electric | HR-320W | [5 empty] | Group Captive | HSEPL | Clean Solar Power Bellary Private Limited | Meera Corporation Kr | - | NA
BELLARY_BLOCK_1 | BELLARY_BLOCK_1_SMB6.2_S-6 | PV Solar Module String | - | BELLARY_BLOCK_1_SMB6.2 | 13.44 |  |  | 42 | Modules |  |  |  | Out of Warranty | Haeron Modules |  |  |  |  | Haeron Modules | Schneider Electric | HR-320W | [5 empty] | Group Captive | HSEPL | Clean Solar Power Bellary Private Limited | Meera Corporation Kr | - | NA
BELLARY_BLOCK_1 | BELLARY_BLOCK_1_SMB6.2_S-7 | PV Solar Module String | - | BELLARY_BLOCK_1_SMB6.2 | 13.44 |  |  | 42 | Modules |  |  |  | Out of Warranty | Haeron Modules |  |  |  |  | Haeron Modules | Schneider Electric | HR-320W | [5 empty] | Group Captive | HSEPL | Clean Solar Power Bellary Private Limited | Meera Corporation Kr | - | NA
BELLARY_BLOCK_1 | BELLARY_BLOCK_1_SMB6.2_S-8 | PV Solar Module String | - | BELLARY_BLOCK_1_SMB6.2 | 13.44 |  |  | 42 | Modules |  |  |  | Out of Warranty | Haeron Modules |  |  |  |  | Haeron Modules | Schneider Electric | HR-320W | [5 empty] | Group Captive | HSEPL | Clean Solar Power Bellary Private Limited | Meera Corporation Kr | - | NA
BELLARY_BLOCK_1 | BELLARY_BLOCK_1_SMB6.2_S-9 | PV Solar Module String | - | BELLARY_BLOCK_1_SMB6.2 | 13.44 |  |  | 42 | Modules |  |  |  | Out of Warranty | Haeron Modules |  |  |  |  | Haeron Modules | Schneider Electric | HR-320W | [5 empty] | Group Captive | HSEPL | Clean Solar Power Bellary Private Limited | Meera Corporation Kr | - | NA
BELLARY_BLOCK_1 | BELLARY_BLOCK_1_SMB6.2_S-10 | PV Solar Module String | - | BELLARY_BLOCK_1_SMB6.2 | 13.44 |  |  | 42 | Modules |  |  |  | Out of Warranty | Haeron Modules |  |  |  |  | Haeron Modules | Schneider Electric | HR-320W | [5 empty] | Group Captive | HSEPL | Clean Solar Power Bellary Private Limited | Meera Corporation Kr | - | NA
BELLARY_BLOCK_1 | BELLARY_BLOCK_1_SMB6.2_S-11 | PV Solar Module String | - | BELLARY_BLOCK_1_SMB6.2 | 13.44 |  |  | 42 | Modules |  |  |  | Out of Warranty | Haeron Modules |  |  |  |  | Haeron Modules | Schneider Electric | HR-320W | [5 empty] | Group Captive | HSEPL | Clean Solar Power Bellary Private Limited | Meera Corporation Kr | - | NA
BELLARY_BLOCK_1 | BELLARY_BLOCK_1_SMB6.2_S-12 | PV Solar Module String | - | BELLARY_BLOCK_1_SMB6.2 | 13.44 |  |  | 42 | Modules |  |  |  | Out of Warranty | Haeron Modules |  |  |  |  | Haeron Modules | Schneider Electric | HR-320W | [5 empty] | Group Captive | HSEPL | Clean Solar Power Bellary Private Limited | Meera Corporation Kr | - | NA
BELLARY_BLOCK_1 | BELLARY_BLOCK_1_SMB6.2_S-13 | PV Solar Module String | - | BELLARY_BLOCK_1_SMB6.2 | 13.44 |  |  | 42 | Modules |  |  |  | Out of Warranty | Haeron Modules |  |  |  |  | Haeron Modules | Schneider Electric | HR-320W | [5 empty] | Group Captive | HSEPL | Clean Solar Power Bellary Private Limited | Meera Corporation Kr | - | NA
BELLARY_BLOCK_1 | BELLARY_BLOCK_1_SMB6.2_S-14 | PV Solar Module String | - | BELLARY_BLOCK_1_SMB6.2 | 13.44 |  |  | 42 | Modules |  |  |  | Out of Warranty | Haeron Modules |  |  |  |  | Haeron Modules | Schneider Electric | HR-320W | [5 empty] | Group Captive | HSEPL | Clean Solar Power Bellary Private Limited | Meera Corporation Kr | - | NA
BELLARY_BLOCK_1 | BELLARY_BLOCK_1_SMB6.3_S-1 | PV Solar Module String | - | BELLARY_BLOCK_1_SMB6.3 | 13.44 |  |  | 42 | Modules |  |  |  | Out of Warranty | Haeron Modules |  |  |  |  | Haeron Modules | Schneider Electric | HR-320W | [5 empty] | Group Captive | HSEPL | Clean Solar Power Bellary Private Limited | Meera Corporation Kr | - | NA
BELLARY_BLOCK_1 | BELLARY_BLOCK_1_SMB6.3_S-2 | PV Solar Module String | - | BELLARY_BLOCK_1_SMB6.3 | 13.44 |  |  | 42 | Modules |  |  |  | Out of Warranty | Haeron Modules |  |  |  |  | Haeron Modules | Schneider Electric | HR-320W | [5 empty] | Group Captive | HSEPL | Clean Solar Power Bellary Private Limited | Meera Corporation Kr | - | NA
BELLARY_BLOCK_1 | BELLARY_BLOCK_1_SMB6.3_S-3 | PV Solar Module String | - | BELLARY_BLOCK_1_SMB6.3 | 13.44 |  |  | 42 | Modules |  |  |  | Out of Warranty | Haeron Modules |  |  |  |  | Haeron Modules | Schneider Electric | HR-320W | [5 empty] | Group Captive | HSEPL | Clean Solar Power Bellary Private Limited | Meera Corporation Kr | - | NA
BELLARY_BLOCK_1 | BELLARY_BLOCK_1_SMB6.3_S-4 | PV Solar Module String | - | BELLARY_BLOCK_1_SMB6.3 | 13.44 |  |  | 42 | Modules |  |  |  | Out of Warranty | Haeron Modules |  |  |  |  | Haeron Modules | Schneider Electric | HR-320W | [5 empty] | Group Captive | HSEPL | Clean Solar Power Bellary Private Limited | Meera Corporation Kr | - | NA
BELLARY_BLOCK_1 | BELLARY_BLOCK_1_SMB6.3_S-5 | PV Solar Module String | - | BELLARY_BLOCK_1_SMB6.3 | 13.44 |  |  | 42 | Modules |  |  |  | Out of Warranty | Haeron Modules |  |  |  |  | Haeron Modules | Schneider Electric | HR-320W | [5 empty] | Group Captive | HSEPL | Clean Solar Power Bellary Private Limited | Meera Corporation Kr | - | NA
BELLARY_BLOCK_1 | BELLARY_BLOCK_1_SMB6.3_S-6 | PV Solar Module String | - | BELLARY_BLOCK_1_SMB6.3 | 13.44 |  |  | 42 | Modules |  |  |  | Out of Warranty | Haeron Modules |  |  |  |  | Haeron Modules | Schneider Electric | HR-320W | [5 empty] | Group Captive | HSEPL | Clean Solar Power Bellary Private Limited | Meera Corporation Kr | - | NA
BELLARY_BLOCK_1 | BELLARY_BLOCK_1_SMB6.3_S-7 | PV Solar Module String | - | BELLARY_BLOCK_1_SMB6.3 | 13.44 |  |  | 42 | Modules |  |  |  | Out of Warranty | Haeron Modules |  |  |  |  | Haeron Modules | Schneider Electric | HR-320W | [5 empty] | Group Captive | HSEPL | Clean Solar Power Bellary Private Limited | Meera Corporation Kr | - | NA
BELLARY_BLOCK_1 | BELLARY_BLOCK_1_SMB6.3_S-8 | PV Solar Module String | - | BELLARY_BLOCK_1_SMB6.3 | 13.44 |  |  | 42 | Modules |  |  |  | Out of Warranty | Haeron Modules |  |  |  |  | Haeron Modules | Schneider Electric | HR-320W | [5 empty] | Group Captive | HSEPL | Clean Solar Power Bellary Private Limited | Meera Corporation Kr | - | NA
BELLARY_BLOCK_1 | BELLARY_BLOCK_1_SMB6.3_S-9 | PV Solar Module String | - | BELLARY_BLOCK_1_SMB6.3 | 13.44 |  |  | 42 | Modules |  |  |  | Out of Warranty | Haeron Modules |  |  |  |  | Haeron Modules | Schneider Electric | HR-320W | [5 empty] | Group Captive | HSEPL | Clean Solar Power Bellary Private Limited | Meera Corporation Kr | - | NA
BELLARY_BLOCK_1 | BELLARY_BLOCK_1_SMB6.3_S-10 | PV Solar Module String | - | BELLARY_BLOCK_1_SMB6.3 | 13.44 |  |  | 42 | Modules |  |  |  | Out of Warranty | Haeron Modules |  |  |  |  | Haeron Modules | Schneider Electric | HR-320W | [5 empty] | Group Captive | HSEPL | Clean Solar Power Bellary Private Limited | Meera Corporation Kr | - | NA
BELLARY_BLOCK_1 | BELLARY_BLOCK_1_SMB6.3_S-11 | PV Solar Module String | - | BELLARY_BLOCK_1_SMB6.3 | 13.44 |  |  | 42 | Modules |  |  |  | Out of Warranty | Haeron Modules |  |  |  |  | Haeron Modules | Schneider Electric | HR-320W | [5 empty] | Group Captive | HSEPL | Clean Solar Power Bellary Private Limited | Meera Corporation Kr | - | NA
BELLARY_BLOCK_1 | BELLARY_BLOCK_1_SMB6.3_S-12 | PV Solar Module String | - | BELLARY_BLOCK_1_SMB6.3 | 13.44 |  |  | 42 | Modules |  |  |  | Out of Warranty | Haeron Modules |  |  |  |  | Haeron Modules | Schneider Electric | HR-320W | [5 empty] | Group Captive | HSEPL | Clean Solar Power Bellary Private Limited | Meera Corporation Kr | - | NA
BELLARY_BLOCK_1 | BELLARY_BLOCK_1_SMB6.3_S-13 | PV Solar Module String | - | BELLARY_BLOCK_1_SMB6.3 | 13.44 |  |  | 42 | Modules |  |  |  | Out of Warranty | Haeron Modules |  |  |  |  | Haeron Modules | Schneider Electric | HR-320W | [5 empty] | Group Captive | HSEPL | Clean Solar Power Bellary Private Limited | Meera Corporation Kr | - | NA
BELLARY_BLOCK_1 | BELLARY_BLOCK_1_SMB6.3_S-14 | PV Solar Module String | - | BELLARY_BLOCK_1_SMB6.3 | 13.44 |  |  | 42 | Modules |  |  |  | Out of Warranty | Haeron Modules |  |  |  |  | Haeron Modules | Schneider Electric | HR-320W | [5 empty] | Group Captive | HSEPL | Clean Solar Power Bellary Private Limited | Meera Corporation Kr | - | NA
BELLARY_BLOCK_1 | BELLARY_BLOCK_1_SMB6.4_S-1 | PV Solar Module String | - | BELLARY_BLOCK_1_SMB6.4 | 13.44 |  |  | 42 | Modules |  |  |  | Out of Warranty | Haeron Modules |  |  |  |  | Haeron Modules | Schneider Electric | HR-320W | [5 empty] | Group Captive | HSEPL | Clean Solar Power Bellary Private Limited | Meera Corporation Kr | - | NA
BELLARY_BLOCK_1 | BELLARY_BLOCK_1_SMB6.4_S-2 | PV Solar Module String | - | BELLARY_BLOCK_1_SMB6.4 | 13.44 |  |  | 42 | Modules |  |  |  | Out of Warranty | Haeron Modules |  |  |  |  | Haeron Modules | Schneider Electric | HR-320W | [5 empty] | Group Captive | HSEPL | Clean Solar Power Bellary Private Limited | Meera Corporation Kr | - | NA
BELLARY_BLOCK_1 | BELLARY_BLOCK_1_SMB6.4_S-3 | PV Solar Module String | - | BELLARY_BLOCK_1_SMB6.4 | 13.44 |  |  | 42 | Modules |  |  |  | Out of Warranty | Haeron Modules |  |  |  |  | Haeron Modules | Schneider Electric | HR-320W | [5 empty] | Group Captive | HSEPL | Clean Solar Power Bellary Private Limited | Meera Corporation Kr | - | NA
BELLARY_BLOCK_1 | BELLARY_BLOCK_1_SMB6.4_S-4 | PV Solar Module String | - | BELLARY_BLOCK_1_SMB6.4 | 13.44 |  |  | 42 | Modules |  |  |  | Out of Warranty | Haeron Modules |  |  |  |  | Haeron Modules | Schneider Electric | HR-320W | [5 empty] | Group Captive | HSEPL | Clean Solar Power Bellary Private Limited | Meera Corporation Kr | - | NA
BELLARY_BLOCK_1 | BELLARY_BLOCK_1_SMB6.4_S-5 | PV Solar Module String | - | BELLARY_BLOCK_1_SMB6.4 | 13.44 |  |  | 42 | Modules |  |  |  | Out of Warranty | Haeron Modules |  |  |  |  | Haeron Modules | Schneider Electric | HR-320W | [5 empty] | Group Captive | HSEPL | Clean Solar Power Bellary Private Limited | Meera Corporation Kr | - | NA
BELLARY_BLOCK_1 | BELLARY_BLOCK_1_SMB6.4_S-6 | PV Solar Module String | - | BELLARY_BLOCK_1_SMB6.4 | 13.44 |  |  | 42 | Modules |  |  |  | Out of Warranty | Haeron Modules |  |  |  |  | Haeron Modules | Schneider Electric | HR-320W | [5 empty] | Group Captive | HSEPL | Clean Solar Power Bellary Private Limited | Meera Corporation Kr | - | NA
BELLARY_BLOCK_1 | BELLARY_BLOCK_1_SMB6.4_S-7 | PV Solar Module String | - | BELLARY_BLOCK_1_SMB6.4 | 13.44 |  |  | 42 | Modules |  |  |  | Out of Warranty | Haeron Modules |  |  |  |  | Haeron Modules | Schneider Electric | HR-320W | [5 empty] | Group Captive | HSEPL | Clean Solar Power Bellary Private Limited | Meera Corporation Kr | - | NA
BELLARY_BLOCK_1 | BELLARY_BLOCK_1_SMB6.4_S-8 | PV Solar Module String | - | BELLARY_BLOCK_1_SMB6.4 | 13.44 |  |  | 42 | Modules |  |  |  | Out of Warranty | Haeron Modules |  |  |  |  | Haeron Modules | Schneider Electric | HR-320W | [5 empty] | Group Captive | HSEPL | Clean Solar Power Bellary Private Limited | Meera Corporation Kr | - | NA
BELLARY_BLOCK_1 | BELLARY_BLOCK_1_SMB6.4_S-9 | PV Solar Module String | - | BELLARY_BLOCK_1_SMB6.4 | 13.44 |  |  | 42 | Modules |  |  |  | Out of Warranty | Haeron Modules |  |  |  |  | Haeron Modules | Schneider Electric | HR-320W | [5 empty] | Group Captive | HSEPL | Clean Solar Power Bellary Private Limited | Meera Corporation Kr | - | NA
BELLARY_BLOCK_1 | BELLARY_BLOCK_1_SMB6.4_S-10 | PV Solar Module String | - | BELLARY_BLOCK_1_SMB6.4 | 13.44 |  |  | 42 | Modules |  |  |  | Out of Warranty | Haeron Modules |  |  |  |  | Haeron Modules | Schneider Electric | HR-320W | [5 empty] | Group Captive | HSEPL | Clean Solar Power Bellary Private Limited | Meera Corporation Kr | - | NA
BELLARY_BLOCK_1 | BELLARY_BLOCK_1_SMB6.4_S-11 | PV Solar Module String | - | BELLARY_BLOCK_1_SMB6.4 | 13.44 |  |  | 42 | Modules |  |  |  | Out of Warranty | Haeron Modules |  |  |  |  | Haeron Modules | Schneider Electric | HR-320W | [5 empty] | Group Captive | HSEPL | Clean Solar Power Bellary Private Limited | Meera Corporation Kr | - | NA
BELLARY_BLOCK_1 | BELLARY_BLOCK_1_SMB6.4_S-12 | PV Solar Module String | - | BELLARY_BLOCK_1_SMB6.4 | 13.44 |  |  | 42 | Modules |  |  |  | Out of Warranty | Haeron Modules |  |  |  |  | Haeron Modules | Schneider Electric | HR-320W | [5 empty] | Group Captive | HSEPL | Clean Solar Power Bellary Private Limited | Meera Corporation Kr | - | NA
BELLARY_BLOCK_1 | BELLARY_BLOCK_1_SMB6.4_S-13 | PV Solar Module String | - | BELLARY_BLOCK_1_SMB6.4 | 13.44 |  |  | 42 | Modules |  |  |  | Out of Warranty | Haeron Modules |  |  |  |  | Haeron Modules | Schneider Electric | HR-320W | [5 empty] | Group Captive | HSEPL | Clean Solar Power Bellary Private Limited | Meera Corporation Kr | - | NA
BELLARY_BLOCK_1 | BELLARY_BLOCK_1_SMB7.1_S-1 | PV Solar Module String | - | BELLARY_BLOCK_1_SMB7.1 | 13.44 |  |  | 42 | Modules |  |  |  | Out of Warranty | Haeron Modules |  |  |  |  | Haeron Modules | Schneider Electric | HR-320W | [5 empty] | Group Captive | HSEPL | Clean Solar Power Bellary Private Limited | Meera Corporation Kr | - | NA
BELLARY_BLOCK_1 | BELLARY_BLOCK_1_SMB7.1_S-2 | PV Solar Module String | - | BELLARY_BLOCK_1_SMB7.1 | 13.44 |  |  | 42 | Modules |  |  |  | Out of Warranty | Haeron Modules |  |  |  |  | Haeron Modules | Schneider Electric | HR-320W | [5 empty] | Group Captive | HSEPL | Clean Solar Power Bellary Private Limited | Meera Corporation Kr | - | NA
BELLARY_BLOCK_1 | BELLARY_BLOCK_1_SMB7.1_S-3 | PV Solar Module String | - | BELLARY_BLOCK_1_SMB7.1 | 13.44 |  |  | 42 | Modules |  |  |  | Out of Warranty | Haeron Modules |  |  |  |  | Haeron Modules | Schneider Electric | HR-320W | [5 empty] | Group Captive | HSEPL | Clean Solar Power Bellary Private Limited | Meera Corporation Kr | - | NA
BELLARY_BLOCK_1 | BELLARY_BLOCK_1_SMB7.1_S-4 | PV Solar Module String | - | BELLARY_BLOCK_1_SMB7.1 | 13.44 |  |  | 42 | Modules |  |  |  | Out of Warranty | Haeron Modules |  |  |  |  | Haeron Modules | Schneider Electric | HR-320W | [5 empty] | Group Captive | HSEPL | Clean Solar Power Bellary Private Limited | Meera Corporation Kr | - | NA
BELLARY_BLOCK_1 | BELLARY_BLOCK_1_SMB7.1_S-5 | PV Solar Module String | - | BELLARY_BLOCK_1_SMB7.1 | 13.44 |  |  | 42 | Modules |  |  |  | Out of Warranty | Haeron Modules |  |  |  |  | Haeron Modules | Schneider Electric | HR-320W | [5 empty] | Group Captive | HSEPL | Clean Solar Power Bellary Private Limited | Meera Corporation Kr | - | NA
BELLARY_BLOCK_1 | BELLARY_BLOCK_1_SMB7.1_S-6 | PV Solar Module String | - | BELLARY_BLOCK_1_SMB7.1 | 13.44 |  |  | 42 | Modules |  |  |  | Out of Warranty | Haeron Modules |  |  |  |  | Haeron Modules | Schneider Electric | HR-320W | [5 empty] | Group Captive | HSEPL | Clean Solar Power Bellary Private Limited | Meera Corporation Kr | - | NA
BELLARY_BLOCK_1 | BELLARY_BLOCK_1_SMB7.1_S-7 | PV Solar Module String | - | BELLARY_BLOCK_1_SMB7.1 | 13.44 |  |  | 42 | Modules |  |  |  | Out of Warranty | Haeron Modules |  |  |  |  | Haeron Modules | Schneider Electric | HR-320W | [5 empty] | Group Captive | HSEPL | Clean Solar Power Bellary Private Limited | Meera Corporation Kr | - | NA
BELLARY_BLOCK_1 | BELLARY_BLOCK_1_SMB7.1_S-8 | PV Solar Module String | - | BELLARY_BLOCK_1_SMB7.1 | 13.44 |  |  | 42 | Modules |  |  |  | Out of Warranty | Haeron Modules |  |  |  |  | Haeron Modules | Schneider Electric | HR-320W | [5 empty] | Group Captive | HSEPL | Clean Solar Power Bellary Private Limited | Meera Corporation Kr | - | NA
BELLARY_BLOCK_1 | BELLARY_BLOCK_1_SMB7.1_S-9 | PV Solar Module String | - | BELLARY_BLOCK_1_SMB7.1 | 13.44 |  |  | 42 | Modules |  |  |  | Out of Warranty | Haeron Modules |  |  |  |  | Haeron Modules | Schneider Electric | HR-320W | [5 empty] | Group Captive | HSEPL | Clean Solar Power Bellary Private Limited | Meera Corporation Kr | - | NA
BELLARY_BLOCK_1 | BELLARY_BLOCK_1_SMB7.1_S-10 | PV Solar Module String | - | BELLARY_BLOCK_1_SMB7.1 | 13.44 |  |  | 42 | Modules |  |  |  | Out of Warranty | Haeron Modules |  |  |  |  | Haeron Modules | Schneider Electric | HR-320W | [5 empty] | Group Captive | HSEPL | Clean Solar Power Bellary Private Limited | Meera Corporation Kr | - | NA
BELLARY_BLOCK_1 | BELLARY_BLOCK_1_SMB7.1_S-11 | PV Solar Module String | - | BELLARY_BLOCK_1_SMB7.1 | 13.44 |  |  | 42 | Modules |  |  |  | Out of Warranty | Haeron Modules |  |  |  |  | Haeron Modules | Schneider Electric | HR-320W | [5 empty] | Group Captive | HSEPL | Clean Solar Power Bellary Private Limited | Meera Corporation Kr | - | NA
BELLARY_BLOCK_1 | BELLARY_BLOCK_1_SMB7.1_S-12 | PV Solar Module String | - | BELLARY_BLOCK_1_SMB7.1 | 13.44 |  |  | 42 | Modules |  |  |  | Out of Warranty | Haeron Modules |  |  |  |  | Haeron Modules | Schneider Electric | HR-320W | [5 empty] | Group Captive | HSEPL | Clean Solar Power Bellary Private Limited | Meera Corporation Kr | - | NA
BELLARY_BLOCK_1 | BELLARY_BLOCK_1_SMB7.1_S-13 | PV Solar Module String | - | BELLARY_BLOCK_1_SMB7.1 | 13.44 |  |  | 42 | Modules |  |  |  | Out of Warranty | Haeron Modules |  |  |  |  | Haeron Modules | Schneider Electric | HR-320W | [5 empty] | Group Captive | HSEPL | Clean Solar Power Bellary Private Limited | Meera Corporation Kr | - | NA
BELLARY_BLOCK_1 | BELLARY_BLOCK_1_SMB7.1_S-14 | PV Solar Module String | - | BELLARY_BLOCK_1_SMB7.1 | 13.44 |  |  | 42 | Modules |  |  |  | Out of Warranty | Haeron Modules |  |  |  |  | Haeron Modules | Schneider Electric | HR-320W | [5 empty] | Group Captive | HSEPL | Clean Solar Power Bellary Private Limited | Meera Corporation Kr | - | NA
BELLARY_BLOCK_1 | BELLARY_BLOCK_1_SMB7.2_S-1 | PV Solar Module String | - | BELLARY_BLOCK_1_SMB7.2 | 13.44 |  |  | 42 | Modules |  |  |  | Out of Warranty | Haeron Modules |  |  |  |  | Haeron Modules | Schneider Electric | HR-320W | [5 empty] | Group Captive | HSEPL | Clean Solar Power Bellary Private Limited | Meera Corporation Kr | - | NA
BELLARY_BLOCK_1 | BELLARY_BLOCK_1_SMB7.2_S-2 | PV Solar Module String | - | BELLARY_BLOCK_1_SMB7.2 | 13.44 |  |  | 42 | Modules |  |  |  | Out of Warranty | Haeron Modules |  |  |  |  | Haeron Modules | Schneider Electric | HR-320W | [5 empty] | Group Captive | HSEPL | Clean Solar Power Bellary Private Limited | Meera Corporation Kr | - | NA
BELLARY_BLOCK_1 | BELLARY_BLOCK_1_SMB7.2_S-3 | PV Solar Module String | - | BELLARY_BLOCK_1_SMB7.2 | 13.44 |  |  | 42 | Modules |  |  |  | Out of Warranty | Haeron Modules |  |  |  |  | Haeron Modules | Schneider Electric | HR-320W | [5 empty] | Group Captive | HSEPL | Clean Solar Power Bellary Private Limited | Meera Corporation Kr | - | NA
BELLARY_BLOCK_1 | BELLARY_BLOCK_1_SMB7.2_S-4 | PV Solar Module String | - | BELLARY_BLOCK_1_SMB7.2 | 13.44 |  |  | 42 | Modules |  |  |  | Out of Warranty | Haeron Modules |  |  |  |  | Haeron Modules | Schneider Electric | HR-320W | [5 empty] | Group Captive | HSEPL | Clean Solar Power Bellary Private Limited | Meera Corporation Kr | - | NA
BELLARY_BLOCK_1 | BELLARY_BLOCK_1_SMB7.2_S-5 | PV Solar Module String | - | BELLARY_BLOCK_1_SMB7.2 | 13.44 |  |  | 42 | Modules |  |  |  | Out of Warranty | Haeron Modules |  |  |  |  | Haeron Modules | Schneider Electric | HR-320W | [5 empty] | Group Captive | HSEPL | Clean Solar Power Bellary Private Limited | Meera Corporation Kr | - | NA
BELLARY_BLOCK_1 | BELLARY_BLOCK_1_SMB7.2_S-6 | PV Solar Module String | - | BELLARY_BLOCK_1_SMB7.2 | 13.44 |  |  | 42 | Modules |  |  |  | Out of Warranty | Haeron Modules |  |  |  |  | Haeron Modules | Schneider Electric | HR-320W | [5 empty] | Group Captive | HSEPL | Clean Solar Power Bellary Private Limited | Meera Corporation Kr | - | NA
BELLARY_BLOCK_1 | BELLARY_BLOCK_1_SMB7.2_S-7 | PV Solar Module String | - | BELLARY_BLOCK_1_SMB7.2 | 13.44 |  |  | 42 | Modules |  |  |  | Out of Warranty | Haeron Modules |  |  |  |  | Haeron Modules | Schneider Electric | HR-320W | [5 empty] | Group Captive | HSEPL | Clean Solar Power Bellary Private Limited | Meera Corporation Kr | - | NA
BELLARY_BLOCK_1 | BELLARY_BLOCK_1_SMB7.2_S-8 | PV Solar Module String | - | BELLARY_BLOCK_1_SMB7.2 | 13.44 |  |  | 42 | Modules |  |  |  | Out of Warranty | Haeron Modules |  |  |  |  | Haeron Modules | Schneider Electric | HR-320W | [5 empty] | Group Captive | HSEPL | Clean Solar Power Bellary Private Limited | Meera Corporation Kr | - | NA
BELLARY_BLOCK_1 | BELLARY_BLOCK_1_SMB7.2_S-9 | PV Solar Module String | - | BELLARY_BLOCK_1_SMB7.2 | 13.44 |  |  | 42 | Modules |  |  |  | Out of Warranty | Haeron Modules |  |  |  |  | Haeron Modules | Schneider Electric | HR-320W | [5 empty] | Group Captive | HSEPL | Clean Solar Power Bellary Private Limited | Meera Corporation Kr | - | NA
BELLARY_BLOCK_1 | BELLARY_BLOCK_1_SMB7.2_S-10 | PV Solar Module String | - | BELLARY_BLOCK_1_SMB7.2 | 13.44 |  |  | 42 | Modules |  |  |  | Out of Warranty | Haeron Modules |  |  |  |  | Haeron Modules | Schneider Electric | HR-320W | [5 empty] | Group Captive | HSEPL | Clean Solar Power Bellary Private Limited | Meera Corporation Kr | - | NA
BELLARY_BLOCK_1 | BELLARY_BLOCK_1_SMB7.2_S-11 | PV Solar Module String | - | BELLARY_BLOCK_1_SMB7.2 | 13.44 |  |  | 42 | Modules |  |  |  | Out of Warranty | Haeron Modules |  |  |  |  | Haeron Modules | Schneider Electric | HR-320W | [5 empty] | Group Captive | HSEPL | Clean Solar Power Bellary Private Limited | Meera Corporation Kr | - | NA
BELLARY_BLOCK_1 | BELLARY_BLOCK_1_SMB7.2_S-12 | PV Solar Module String | - | BELLARY_BLOCK_1_SMB7.2 | 13.44 |  |  | 42 | Modules |  |  |  | Out of Warranty | Haeron Modules |  |  |  |  | Haeron Modules | Schneider Electric | HR-320W | [5 empty] | Group Captive | HSEPL | Clean Solar Power Bellary Private Limited | Meera Corporation Kr | - | NA
BELLARY_BLOCK_1 | BELLARY_BLOCK_1_SMB7.2_S-13 | PV Solar Module String | - | BELLARY_BLOCK_1_SMB7.2 | 13.44 |  |  | 42 | Modules |  |  |  | Out of Warranty | Haeron Modules |  |  |  |  | Haeron Modules | Schneider Electric | HR-320W | [5 empty] | Group Captive | HSEPL | Clean Solar Power Bellary Private Limited | Meera Corporation Kr | - | NA
BELLARY_BLOCK_1 | BELLARY_BLOCK_1_SMB7.2_S-14 | PV Solar Module String | - | BELLARY_BLOCK_1_SMB7.2 | 13.44 |  |  | 42 | Modules |  |  |  | Out of Warranty | Haeron Modules |  |  |  |  | Haeron Modules | Schneider Electric | HR-320W | [5 empty] | Group Captive | HSEPL | Clean Solar Power Bellary Private Limited | Meera Corporation Kr | - | NA
BELLARY_BLOCK_1 | BELLARY_BLOCK_1_SMB7.3_S-1 | PV Solar Module String | - | BELLARY_BLOCK_1_SMB7.3 | 13.44 |  |  | 42 | Modules |  |  |  | Out of Warranty | Haeron Modules |  |  |  |  | Haeron Modules | Schneider Electric | HR-320W | [5 empty] | Group Captive | HSEPL | Clean Solar Power Bellary Private Limited | Meera Corporation Kr | - | NA
BELLARY_BLOCK_1 | BELLARY_BLOCK_1_SMB7.3_S-2 | PV Solar Module String | - | BELLARY_BLOCK_1_SMB7.3 | 13.44 |  |  | 42 | Modules |  |  |  | Out of Warranty | Haeron Modules |  |  |  |  | Haeron Modules | Schneider Electric | HR-320W | [5 empty] | Group Captive | HSEPL | Clean Solar Power Bellary Private Limited | Meera Corporation Kr | - | NA
BELLARY_BLOCK_1 | BELLARY_BLOCK_1_SMB7.3_S-3 | PV Solar Module String | - | BELLARY_BLOCK_1_SMB7.3 | 13.44 |  |  | 42 | Modules |  |  |  | Out of Warranty | Haeron Modules |  |  |  |  | Haeron Modules | Schneider Electric | HR-320W | [5 empty] | Group Captive | HSEPL | Clean Solar Power Bellary Private Limited | Meera Corporation Kr | - | NA
BELLARY_BLOCK_1 | BELLARY_BLOCK_1_SMB7.3_S-4 | PV Solar Module String | - | BELLARY_BLOCK_1_SMB7.3 | 13.44 |  |  | 42 | Modules |  |  |  | Out of Warranty | Haeron Modules |  |  |  |  | Haeron Modules | Schneider Electric | HR-320W | [5 empty] | Group Captive | HSEPL | Clean Solar Power Bellary Private Limited | Meera Corporation Kr | - | NA
BELLARY_BLOCK_1 | BELLARY_BLOCK_1_SMB7.3_S-5 | PV Solar Module String | - | BELLARY_BLOCK_1_SMB7.3 | 13.44 |  |  | 42 | Modules |  |  |  | Out of Warranty | Haeron Modules |  |  |  |  | Haeron Modules | Schneider Electric | HR-320W | [5 empty] | Group Captive | HSEPL | Clean Solar Power Bellary Private Limited | Meera Corporation Kr | - | NA
BELLARY_BLOCK_1 | BELLARY_BLOCK_1_SMB7.3_S-6 | PV Solar Module String | - | BELLARY_BLOCK_1_SMB7.3 | 13.44 |  |  | 42 | Modules |  |  |  | Out of Warranty | Haeron Modules |  |  |  |  | Haeron Modules | Schneider Electric | HR-320W | [5 empty] | Group Captive | HSEPL | Clean Solar Power Bellary Private Limited | Meera Corporation Kr | - | NA
BELLARY_BLOCK_1 | BELLARY_BLOCK_1_SMB7.3_S-7 | PV Solar Module String | - | BELLARY_BLOCK_1_SMB7.3 | 13.44 |  |  | 42 | Modules |  |  |  | Out of Warranty | Haeron Modules |  |  |  |  | Haeron Modules | Schneider Electric | HR-320W | [5 empty] | Group Captive | HSEPL | Clean Solar Power Bellary Private Limited | Meera Corporation Kr | - | NA
BELLARY_BLOCK_1 | BELLARY_BLOCK_1_SMB7.3_S-8 | PV Solar Module String | - | BELLARY_BLOCK_1_SMB7.3 | 13.44 |  |  | 42 | Modules |  |  |  | Out of Warranty | Haeron Modules |  |  |  |  | Haeron Modules | Schneider Electric | HR-320W | [5 empty] | Group Captive | HSEPL | Clean Solar Power Bellary Private Limited | Meera Corporation Kr | - | NA
BELLARY_BLOCK_1 | BELLARY_BLOCK_1_SMB7.3_S-9 | PV Solar Module String | - | BELLARY_BLOCK_1_SMB7.3 | 13.44 |  |  | 42 | Modules |  |  |  | Out of Warranty | Haeron Modules |  |  |  |  | Haeron Modules | Schneider Electric | HR-320W | [5 empty] | Group Captive | HSEPL | Clean Solar Power Bellary Private Limited | Meera Corporation Kr | - | NA
BELLARY_BLOCK_1 | BELLARY_BLOCK_1_SMB7.3_S-10 | PV Solar Module String | - | BELLARY_BLOCK_1_SMB7.3 | 13.44 |  |  | 42 | Modules |  |  |  | Out of Warranty | Haeron Modules |  |  |  |  | Haeron Modules | Schneider Electric | HR-320W | [5 empty] | Group Captive | HSEPL | Clean Solar Power Bellary Private Limited | Meera Corporation Kr | - | NA
BELLARY_BLOCK_1 | BELLARY_BLOCK_1_SMB7.3_S-11 | PV Solar Module String | - | BELLARY_BLOCK_1_SMB7.3 | 13.44 |  |  | 42 | Modules |  |  |  | Out of Warranty | Haeron Modules |  |  |  |  | Haeron Modules | Schneider Electric | HR-320W | [5 empty] | Group Captive | HSEPL | Clean Solar Power Bellary Private Limited | Meera Corporation Kr | - | NA
BELLARY_BLOCK_1 | BELLARY_BLOCK_1_SMB7.3_S-12 | PV Solar Module String | - | BELLARY_BLOCK_1_SMB7.3 | 13.44 |  |  | 42 | Modules |  |  |  | Out of Warranty | Haeron Modules |  |  |  |  | Haeron Modules | Schneider Electric | HR-320W | [5 empty] | Group Captive | HSEPL | Clean Solar Power Bellary Private Limited | Meera Corporation Kr | - | NA
BELLARY_BLOCK_1 | BELLARY_BLOCK_1_SMB7.3_S-13 | PV Solar Module String | - | BELLARY_BLOCK_1_SMB7.3 | 13.44 |  |  | 42 | Modules |  |  |  | Out of Warranty | Haeron Modules |  |  |  |  | Haeron Modules | Schneider Electric | HR-320W | [5 empty] | Group Captive | HSEPL | Clean Solar Power Bellary Private Limited | Meera Corporation Kr | - | NA
BELLARY_BLOCK_1 | BELLARY_BLOCK_1_SMB7.3_S-14 | PV Solar Module String | - | BELLARY_BLOCK_1_SMB7.3 | 13.44 |  |  | 42 | Modules |  |  |  | Out of Warranty | Haeron Modules |  |  |  |  | Haeron Modules | Schneider Electric | HR-320W | [5 empty] | Group Captive | HSEPL | Clean Solar Power Bellary Private Limited | Meera Corporation Kr | - | NA
BELLARY_BLOCK_1 | BELLARY_BLOCK_1_SMB7.4_S-1 | PV Solar Module String | - | BELLARY_BLOCK_1_SMB7.4 | 13.44 |  |  | 42 | Modules |  |  |  | Out of Warranty | Haeron Modules |  |  |  |  | Haeron Modules | Schneider Electric | HR-320W | [5 empty] | Group Captive | HSEPL | Clean Solar Power Bellary Private Limited | Meera Corporation Kr | - | NA
BELLARY_BLOCK_1 | BELLARY_BLOCK_1_SMB7.4_S-2 | PV Solar Module String | - | BELLARY_BLOCK_1_SMB7.4 | 13.44 |  |  | 42 | Modules |  |  |  | Out of Warranty | Haeron Modules |  |  |  |  | Haeron Modules | Schneider Electric | HR-320W | [5 empty] | Group Captive | HSEPL | Clean Solar Power Bellary Private Limited | Meera Corporation Kr | - | NA
BELLARY_BLOCK_1 | BELLARY_BLOCK_1_SMB7.4_S-3 | PV Solar Module String | - | BELLARY_BLOCK_1_SMB7.4 | 13.44 |  |  | 42 | Modules |  |  |  | Out of Warranty | Haeron Modules |  |  |  |  | Haeron Modules | Schneider Electric | HR-320W | [5 empty] | Group Captive | HSEPL | Clean Solar Power Bellary Private Limited | Meera Corporation Kr | - | NA
BELLARY_BLOCK_1 | BELLARY_BLOCK_1_SMB7.4_S-4 | PV Solar Module String | - | BELLARY_BLOCK_1_SMB7.4 | 13.44 |  |  | 42 | Modules |  |  |  | Out of Warranty | Haeron Modules |  |  |  |  | Haeron Modules | Schneider Electric | HR-320W | [5 empty] | Group Captive | HSEPL | Clean Solar Power Bellary Private Limited | Meera Corporation Kr | - | NA
BELLARY_BLOCK_1 | BELLARY_BLOCK_1_SMB7.4_S-5 | PV Solar Module String | - | BELLARY_BLOCK_1_SMB7.4 | 13.44 |  |  | 42 | Modules |  |  |  | Out of Warranty | Haeron Modules |  |  |  |  | Haeron Modules | Schneider Electric | HR-320W | [5 empty] | Group Captive | HSEPL | Clean Solar Power Bellary Private Limited | Meera Corporation Kr | - | NA
BELLARY_BLOCK_1 | BELLARY_BLOCK_1_SMB7.4_S-6 | PV Solar Module String | - | BELLARY_BLOCK_1_SMB7.4 | 13.44 |  |  | 42 | Modules |  |  |  | Out of Warranty | Haeron Modules |  |  |  |  | Haeron Modules | Schneider Electric | HR-320W | [5 empty] | Group Captive | HSEPL | Clean Solar Power Bellary Private Limited | Meera Corporation Kr | - | NA
BELLARY_BLOCK_1 | BELLARY_BLOCK_1_SMB7.4_S-7 | PV Solar Module String | - | BELLARY_BLOCK_1_SMB7.4 | 13.44 |  |  | 42 | Modules |  |  |  | Out of Warranty | Haeron Modules |  |  |  |  | Haeron Modules | Schneider Electric | HR-320W | [5 empty] | Group Captive | HSEPL | Clean Solar Power Bellary Private Limited | Meera Corporation Kr | - | NA
BELLARY_BLOCK_1 | BELLARY_BLOCK_1_SMB7.4_S-8 | PV Solar Module String | - | BELLARY_BLOCK_1_SMB7.4 | 13.44 |  |  | 42 | Modules |  |  |  | Out of Warranty | Haeron Modules |  |  |  |  | Haeron Modules | Schneider Electric | HR-320W | [5 empty] | Group Captive | HSEPL | Clean Solar Power Bellary Private Limited | Meera Corporation Kr | - | NA
BELLARY_BLOCK_1 | BELLARY_BLOCK_1_SMB7.4_S-9 | PV Solar Module String | - | BELLARY_BLOCK_1_SMB7.4 | 13.44 |  |  | 42 | Modules |  |  |  | Out of Warranty | Haeron Modules |  |  |  |  | Haeron Modules | Schneider Electric | HR-320W | [5 empty] | Group Captive | HSEPL | Clean Solar Power Bellary Private Limited | Meera Corporation Kr | - | NA
BELLARY_BLOCK_1 | BELLARY_BLOCK_1_SMB7.4_S-10 | PV Solar Module String | - | BELLARY_BLOCK_1_SMB7.4 | 13.44 |  |  | 42 | Modules |  |  |  | Out of Warranty | Haeron Modules |  |  |  |  | Haeron Modules | Schneider Electric | HR-320W | [5 empty] | Group Captive | HSEPL | Clean Solar Power Bellary Private Limited | Meera Corporation Kr | - | NA
BELLARY_BLOCK_1 | BELLARY_BLOCK_1_SMB7.4_S-11 | PV Solar Module String | - | BELLARY_BLOCK_1_SMB7.4 | 13.44 |  |  | 42 | Modules |  |  |  | Out of Warranty | Haeron Modules |  |  |  |  | Haeron Modules | Schneider Electric | HR-320W | [5 empty] | Group Captive | HSEPL | Clean Solar Power Bellary Private Limited | Meera Corporation Kr | - | NA
BELLARY_BLOCK_1 | BELLARY_BLOCK_1_SMB7.4_S-12 | PV Solar Module String | - | BELLARY_BLOCK_1_SMB7.4 | 13.44 |  |  | 42 | Modules |  |  |  | Out of Warranty | Haeron Modules |  |  |  |  | Haeron Modules | Schneider Electric | HR-320W | [5 empty] | Group Captive | HSEPL | Clean Solar Power Bellary Private Limited | Meera Corporation Kr | - | NA
BELLARY_BLOCK_1 | BELLARY_BLOCK_1_SMB7.4_S-13 | PV Solar Module String | - | BELLARY_BLOCK_1_SMB7.4 | 13.44 |  |  | 42 | Modules |  |  |  | Out of Warranty | Haeron Modules |  |  |  |  | Haeron Modules | Schneider Electric | HR-320W | [5 empty] | Group Captive | HSEPL | Clean Solar Power Bellary Private Limited | Meera Corporation Kr | - | NA
BELLARY_BLOCK_1 | BELLARY_BLOCK_1_SMB8.1_S-1 | PV Solar Module String | - | BELLARY_BLOCK_1_SMB8.1 | 13.44 |  |  | 42 | Modules |  |  |  | Out of Warranty | Haeron Modules |  |  |  |  | Haeron Modules | Schneider Electric | HR-320W | [5 empty] | Group Captive | HSEPL | Clean Solar Power Bellary Private Limited | Meera Corporation Kr | - | NA
BELLARY_BLOCK_1 | BELLARY_BLOCK_1_SMB8.1_S-2 | PV Solar Module String | - | BELLARY_BLOCK_1_SMB8.1 | 13.44 |  |  | 42 | Modules |  |  |  | Out of Warranty | Haeron Modules |  |  |  |  | Haeron Modules | Schneider Electric | HR-320W | [5 empty] | Group Captive | HSEPL | Clean Solar Power Bellary Private Limited | Meera Corporation Kr | - | NA
BELLARY_BLOCK_1 | BELLARY_BLOCK_1_SMB8.1_S-3 | PV Solar Module String | - | BELLARY_BLOCK_1_SMB8.1 | 13.44 |  |  | 42 | Modules |  |  |  | Out of Warranty | Haeron Modules |  |  |  |  | Haeron Modules | Schneider Electric | HR-320W | [5 empty] | Group Captive | HSEPL | Clean Solar Power Bellary Private Limited | Meera Corporation Kr | - | NA
BELLARY_BLOCK_1 | BELLARY_BLOCK_1_SMB8.1_S-4 | PV Solar Module String | - | BELLARY_BLOCK_1_SMB8.1 | 13.44 |  |  | 42 | Modules |  |  |  | Out of Warranty | Haeron Modules |  |  |  |  | Haeron Modules | Schneider Electric | HR-320W | [5 empty] | Group Captive | HSEPL | Clean Solar Power Bellary Private Limited | Meera Corporation Kr | - | NA
BELLARY_BLOCK_1 | BELLARY_BLOCK_1_SMB8.1_S-5 | PV Solar Module String | - | BELLARY_BLOCK_1_SMB8.1 | 13.44 |  |  | 42 | Modules |  |  |  | Out of Warranty | Haeron Modules |  |  |  |  | Haeron Modules | Schneider Electric | HR-320W | [5 empty] | Group Captive | HSEPL | Clean Solar Power Bellary Private Limited | Meera Corporation Kr | - | NA
BELLARY_BLOCK_1 | BELLARY_BLOCK_1_SMB8.1_S-6 | PV Solar Module String | - | BELLARY_BLOCK_1_SMB8.1 | 13.44 |  |  | 42 | Modules |  |  |  | Out of Warranty | Haeron Modules |  |  |  |  | Haeron Modules | Schneider Electric | HR-320W | [5 empty] | Group Captive | HSEPL | Clean Solar Power Bellary Private Limited | Meera Corporation Kr | - | NA
BELLARY_BLOCK_1 | BELLARY_BLOCK_1_SMB8.1_S-7 | PV Solar Module String | - | BELLARY_BLOCK_1_SMB8.1 | 13.44 |  |  | 42 | Modules |  |  |  | Out of Warranty | Haeron Modules |  |  |  |  | Haeron Modules | Schneider Electric | HR-320W | [5 empty] | Group Captive | HSEPL | Clean Solar Power Bellary Private Limited | Meera Corporation Kr | - | NA
BELLARY_BLOCK_1 | BELLARY_BLOCK_1_SMB8.1_S-8 | PV Solar Module String | - | BELLARY_BLOCK_1_SMB8.1 | 13.44 |  |  | 42 | Modules |  |  |  | Out of Warranty | Haeron Modules |  |  |  |  | Haeron Modules | Schneider Electric | HR-320W | [5 empty] | Group Captive | HSEPL | Clean Solar Power Bellary Private Limited | Meera Corporation Kr | - | NA
BELLARY_BLOCK_1 | BELLARY_BLOCK_1_SMB8.1_S-9 | PV Solar Module String | - | BELLARY_BLOCK_1_SMB8.1 | 13.44 |  |  | 42 | Modules |  |  |  | Out of Warranty | Haeron Modules |  |  |  |  | Haeron Modules | Schneider Electric | HR-320W | [5 empty] | Group Captive | HSEPL | Clean Solar Power Bellary Private Limited | Meera Corporation Kr | - | NA
BELLARY_BLOCK_1 | BELLARY_BLOCK_1_SMB8.1_S-10 | PV Solar Module String | - | BELLARY_BLOCK_1_SMB8.1 | 13.44 |  |  | 42 | Modules |  |  |  | Out of Warranty | Haeron Modules |  |  |  |  | Haeron Modules | Schneider Electric | HR-320W | [5 empty] | Group Captive | HSEPL | Clean Solar Power Bellary Private Limited | Meera Corporation Kr | - | NA
BELLARY_BLOCK_1 | BELLARY_BLOCK_1_SMB8.1_S-11 | PV Solar Module String | - | BELLARY_BLOCK_1_SMB8.1 | 13.44 |  |  | 42 | Modules |  |  |  | Out of Warranty | Haeron Modules |  |  |  |  | Haeron Modules | Schneider Electric | HR-320W | [5 empty] | Group Captive | HSEPL | Clean Solar Power Bellary Private Limited | Meera Corporation Kr | - | NA
BELLARY_BLOCK_1 | BELLARY_BLOCK_1_SMB8.1_S-12 | PV Solar Module String | - | BELLARY_BLOCK_1_SMB8.1 | 13.44 |  |  | 42 | Modules |  |  |  | Out of Warranty | Haeron Modules |  |  |  |  | Haeron Modules | Schneider Electric | HR-320W | [5 empty] | Group Captive | HSEPL | Clean Solar Power Bellary Private Limited | Meera Corporation Kr | - | NA
BELLARY_BLOCK_1 | BELLARY_BLOCK_1_SMB8.1_S-13 | PV Solar Module String | - | BELLARY_BLOCK_1_SMB8.1 | 13.44 |  |  | 42 | Modules |  |  |  | Out of Warranty | Haeron Modules |  |  |  |  | Haeron Modules | Schneider Electric | HR-320W | [5 empty] | Group Captive | HSEPL | Clean Solar Power Bellary Private Limited | Meera Corporation Kr | - | NA
BELLARY_BLOCK_1 | BELLARY_BLOCK_1_SMB8.1_S-14 | PV Solar Module String | - | BELLARY_BLOCK_1_SMB8.1 | 13.44 |  |  | 42 | Modules |  |  |  | Out of Warranty | Haeron Modules |  |  |  |  | Haeron Modules | Schneider Electric | HR-320W | [5 empty] | Group Captive | HSEPL | Clean Solar Power Bellary Private Limited | Meera Corporation Kr | - | NA
BELLARY_BLOCK_1 | BELLARY_BLOCK_1_SMB8.2_S-1 | PV Solar Module String | - | BELLARY_BLOCK_1_SMB8.2 | 13.44 |  |  | 42 | Modules |  |  |  | Out of Warranty | Haeron Modules |  |  |  |  | Haeron Modules | Schneider Electric | HR-320W | [5 empty] | Group Captive | HSEPL | Clean Solar Power Bellary Private Limited | Meera Corporation Kr | - | NA
BELLARY_BLOCK_1 | BELLARY_BLOCK_1_SMB8.2_S-2 | PV Solar Module String | - | BELLARY_BLOCK_1_SMB8.2 | 13.44 |  |  | 42 | Modules |  |  |  | Out of Warranty | Haeron Modules |  |  |  |  | Haeron Modules | Schneider Electric | HR-320W | [5 empty] | Group Captive | HSEPL | Clean Solar Power Bellary Private Limited | Meera Corporation Kr | - | NA
BELLARY_BLOCK_1 | BELLARY_BLOCK_1_SMB8.2_S-3 | PV Solar Module String | - | BELLARY_BLOCK_1_SMB8.2 | 13.44 |  |  | 42 | Modules |  |  |  | Out of Warranty | Haeron Modules |  |  |  |  | Haeron Modules | Schneider Electric | HR-320W | [5 empty] | Group Captive | HSEPL | Clean Solar Power Bellary Private Limited | Meera Corporation Kr | - | NA
BELLARY_BLOCK_1 | BELLARY_BLOCK_1_SMB8.2_S-4 | PV Solar Module String | - | BELLARY_BLOCK_1_SMB8.2 | 13.44 |  |  | 42 | Modules |  |  |  | Out of Warranty | Haeron Modules |  |  |  |  | Haeron Modules | Schneider Electric | HR-320W | [5 empty] | Group Captive | HSEPL | Clean Solar Power Bellary Private Limited | Meera Corporation Kr | - | NA
BELLARY_BLOCK_1 | BELLARY_BLOCK_1_SMB8.2_S-5 | PV Solar Module String | - | BELLARY_BLOCK_1_SMB8.2 | 13.44 |  |  | 42 | Modules |  |  |  | Out of Warranty | Haeron Modules |  |  |  |  | Haeron Modules | Schneider Electric | HR-320W | [5 empty] | Group Captive | HSEPL | Clean Solar Power Bellary Private Limited | Meera Corporation Kr | - | NA
BELLARY_BLOCK_1 | BELLARY_BLOCK_1_SMB8.2_S-6 | PV Solar Module String | - | BELLARY_BLOCK_1_SMB8.2 | 13.44 |  |  | 42 | Modules |  |  |  | Out of Warranty | Haeron Modules |  |  |  |  | Haeron Modules | Schneider Electric | HR-320W | [5 empty] | Group Captive | HSEPL | Clean Solar Power Bellary Private Limited | Meera Corporation Kr | - | NA
BELLARY_BLOCK_1 | BELLARY_BLOCK_1_SMB8.2_S-7 | PV Solar Module String | - | BELLARY_BLOCK_1_SMB8.2 | 13.44 |  |  | 42 | Modules |  |  |  | Out of Warranty | Haeron Modules |  |  |  |  | Haeron Modules | Schneider Electric | HR-320W | [5 empty] | Group Captive | HSEPL | Clean Solar Power Bellary Private Limited | Meera Corporation Kr | - | NA
BELLARY_BLOCK_1 | BELLARY_BLOCK_1_SMB8.2_S-8 | PV Solar Module String | - | BELLARY_BLOCK_1_SMB8.2 | 13.44 |  |  | 42 | Modules |  |  |  | Out of Warranty | Haeron Modules |  |  |  |  | Haeron Modules | Schneider Electric | HR-320W | [5 empty] | Group Captive | HSEPL | Clean Solar Power Bellary Private Limited | Meera Corporation Kr | - | NA
BELLARY_BLOCK_1 | BELLARY_BLOCK_1_SMB8.2_S-9 | PV Solar Module String | - | BELLARY_BLOCK_1_SMB8.2 | 13.44 |  |  | 42 | Modules |  |  |  | Out of Warranty | Haeron Modules |  |  |  |  | Haeron Modules | Schneider Electric | HR-320W | [5 empty] | Group Captive | HSEPL | Clean Solar Power Bellary Private Limited | Meera Corporation Kr | - | NA
BELLARY_BLOCK_1 | BELLARY_BLOCK_1_SMB8.2_S-10 | PV Solar Module String | - | BELLARY_BLOCK_1_SMB8.2 | 13.44 |  |  | 42 | Modules |  |  |  | Out of Warranty | Haeron Modules |  |  |  |  | Haeron Modules | Schneider Electric | HR-320W | [5 empty] | Group Captive | HSEPL | Clean Solar Power Bellary Private Limited | Meera Corporation Kr | - | NA
BELLARY_BLOCK_1 | BELLARY_BLOCK_1_SMB8.2_S-11 | PV Solar Module String | - | BELLARY_BLOCK_1_SMB8.2 | 13.44 |  |  | 42 | Modules |  |  |  | Out of Warranty | Haeron Modules |  |  |  |  | Haeron Modules | Schneider Electric | HR-320W | [5 empty] | Group Captive | HSEPL | Clean Solar Power Bellary Private Limited | Meera Corporation Kr | - | NA
BELLARY_BLOCK_1 | BELLARY_BLOCK_1_SMB8.2_S-12 | PV Solar Module String | - | BELLARY_BLOCK_1_SMB8.2 | 13.44 |  |  | 42 | Modules |  |  |  | Out of Warranty | Haeron Modules |  |  |  |  | Haeron Modules | Schneider Electric | HR-320W | [5 empty] | Group Captive | HSEPL | Clean Solar Power Bellary Private Limited | Meera Corporation Kr | - | NA
BELLARY_BLOCK_1 | BELLARY_BLOCK_1_SMB8.2_S-13 | PV Solar Module String | - | BELLARY_BLOCK_1_SMB8.2 | 13.44 |  |  | 42 | Modules |  |  |  | Out of Warranty | Haeron Modules |  |  |  |  | Haeron Modules | Schneider Electric | HR-320W | [5 empty] | Group Captive | HSEPL | Clean Solar Power Bellary Private Limited | Meera Corporation Kr | - | NA
BELLARY_BLOCK_1 | BELLARY_BLOCK_1_SMB8.2_S-14 | PV Solar Module String | - | BELLARY_BLOCK_1_SMB8.2 | 13.44 |  |  | 42 | Modules |  |  |  | Out of Warranty | Haeron Modules |  |  |  |  | Haeron Modules | Schneider Electric | HR-320W | [5 empty] | Group Captive | HSEPL | Clean Solar Power Bellary Private Limited | Meera Corporation Kr | - | NA
BELLARY_BLOCK_1 | BELLARY_BLOCK_1_SMB8.3_S-1 | PV Solar Module String | - | BELLARY_BLOCK_1_SMB8.3 | 13.44 |  |  | 42 | Modules |  |  |  | Out of Warranty | Haeron Modules |  |  |  |  | Haeron Modules | Schneider Electric | HR-320W | [5 empty] | Group Captive | HSEPL | Clean Solar Power Bellary Private Limited | Meera Corporation Kr | - | NA
BELLARY_BLOCK_1 | BELLARY_BLOCK_1_SMB8.3_S-2 | PV Solar Module String | - | BELLARY_BLOCK_1_SMB8.3 | 13.44 |  |  | 42 | Modules |  |  |  | Out of Warranty | Haeron Modules |  |  |  |  | Haeron Modules | Schneider Electric | HR-320W | [5 empty] | Group Captive | HSEPL | Clean Solar Power Bellary Private Limited | Meera Corporation Kr | - | NA
BELLARY_BLOCK_1 | BELLARY_BLOCK_1_SMB8.3_S-3 | PV Solar Module String | - | BELLARY_BLOCK_1_SMB8.3 | 13.44 |  |  | 42 | Modules |  |  |  | Out of Warranty | Haeron Modules |  |  |  |  | Haeron Modules | Schneider Electric | HR-320W | [5 empty] | Group Captive | HSEPL | Clean Solar Power Bellary Private Limited | Meera Corporation Kr | - | NA
BELLARY_BLOCK_1 | BELLARY_BLOCK_1_SMB8.3_S-4 | PV Solar Module String | - | BELLARY_BLOCK_1_SMB8.3 | 13.44 |  |  | 42 | Modules |  |  |  | Out of Warranty | Haeron Modules |  |  |  |  | Haeron Modules | Schneider Electric | HR-320W | [5 empty] | Group Captive | HSEPL | Clean Solar Power Bellary Private Limited | Meera Corporation Kr | - | NA
BELLARY_BLOCK_1 | BELLARY_BLOCK_1_SMB8.3_S-5 | PV Solar Module String | - | BELLARY_BLOCK_1_SMB8.3 | 13.44 |  |  | 42 | Modules |  |  |  | Out of Warranty | Haeron Modules |  |  |  |  | Haeron Modules | Schneider Electric | HR-320W | [5 empty] | Group Captive | HSEPL | Clean Solar Power Bellary Private Limited | Meera Corporation Kr | - | NA
BELLARY_BLOCK_1 | BELLARY_BLOCK_1_SMB8.3_S-6 | PV Solar Module String | - | BELLARY_BLOCK_1_SMB8.3 | 13.44 |  |  | 42 | Modules |  |  |  | Out of Warranty | Haeron Modules |  |  |  |  | Haeron Modules | Schneider Electric | HR-320W | [5 empty] | Group Captive | HSEPL | Clean Solar Power Bellary Private Limited | Meera Corporation Kr | - | NA
BELLARY_BLOCK_1 | BELLARY_BLOCK_1_SMB8.3_S-7 | PV Solar Module String | - | BELLARY_BLOCK_1_SMB8.3 | 13.44 |  |  | 42 | Modules |  |  |  | Out of Warranty | Haeron Modules |  |  |  |  | Haeron Modules | Schneider Electric | HR-320W | [5 empty] | Group Captive | HSEPL | Clean Solar Power Bellary Private Limited | Meera Corporation Kr | - | NA
BELLARY_BLOCK_1 | BELLARY_BLOCK_1_SMB8.3_S-8 | PV Solar Module String | - | BELLARY_BLOCK_1_SMB8.3 | 13.44 |  |  | 42 | Modules |  |  |  | Out of Warranty | Haeron Modules |  |  |  |  | Haeron Modules | Schneider Electric | HR-320W | [5 empty] | Group Captive | HSEPL | Clean Solar Power Bellary Private Limited | Meera Corporation Kr | - | NA
BELLARY_BLOCK_1 | BELLARY_BLOCK_1_SMB8.3_S-9 | PV Solar Module String | - | BELLARY_BLOCK_1_SMB8.3 | 13.44 |  |  | 42 | Modules |  |  |  | Out of Warranty | Haeron Modules |  |  |  |  | Haeron Modules | Schneider Electric | HR-320W | [5 empty] | Group Captive | HSEPL | Clean Solar Power Bellary Private Limited | Meera Corporation Kr | - | NA
BELLARY_BLOCK_1 | BELLARY_BLOCK_1_SMB8.3_S-10 | PV Solar Module String | - | BELLARY_BLOCK_1_SMB8.3 | 13.44 |  |  | 42 | Modules |  |  |  | Out of Warranty | Haeron Modules |  |  |  |  | Haeron Modules | Schneider Electric | HR-320W | [5 empty] | Group Captive | HSEPL | Clean Solar Power Bellary Private Limited | Meera Corporation Kr | - | NA
BELLARY_BLOCK_1 | BELLARY_BLOCK_1_SMB8.3_S-11 | PV Solar Module String | - | BELLARY_BLOCK_1_SMB8.3 | 13.44 |  |  | 42 | Modules |  |  |  | Out of Warranty | Haeron Modules |  |  |  |  | Haeron Modules | Schneider Electric | HR-320W | [5 empty] | Group Captive | HSEPL | Clean Solar Power Bellary Private Limited | Meera Corporation Kr | - | NA
BELLARY_BLOCK_1 | BELLARY_BLOCK_1_SMB8.3_S-12 | PV Solar Module String | - | BELLARY_BLOCK_1_SMB8.3 | 13.44 |  |  | 42 | Modules |  |  |  | Out of Warranty | Haeron Modules |  |  |  |  | Haeron Modules | Schneider Electric | HR-320W | [5 empty] | Group Captive | HSEPL | Clean Solar Power Bellary Private Limited | Meera Corporation Kr | - | NA
BELLARY_BLOCK_1 | BELLARY_BLOCK_1_SMB8.3_S-13 | PV Solar Module String | - | BELLARY_BLOCK_1_SMB8.3 | 13.44 |  |  | 42 | Modules |  |  |  | Out of Warranty | Haeron Modules |  |  |  |  | Haeron Modules | Schneider Electric | HR-320W | [5 empty] | Group Captive | HSEPL | Clean Solar Power Bellary Private Limited | Meera Corporation Kr | - | NA
BELLARY_BLOCK_1 | BELLARY_BLOCK_1_SMB8.3_S-14 | PV Solar Module String | - | BELLARY_BLOCK_1_SMB8.3 | 13.44 |  |  | 42 | Modules |  |  |  | Out of Warranty | Haeron Modules |  |  |  |  | Haeron Modules | Schneider Electric | HR-320W | [5 empty] | Group Captive | HSEPL | Clean Solar Power Bellary Private Limited | Meera Corporation Kr | - | NA
BELLARY_BLOCK_1 | BELLARY_BLOCK_1_SMB8.4_S-1 | PV Solar Module String | - | BELLARY_BLOCK_1_SMB8.4 | 13.44 |  |  | 42 | Modules |  |  |  | Out of Warranty | Haeron Modules |  |  |  |  | Haeron Modules | Schneider Electric | HR-320W | [5 empty] | Group Captive | HSEPL | Clean Solar Power Bellary Private Limited | Meera Corporation Kr | - | NA
BELLARY_BLOCK_1 | BELLARY_BLOCK_1_SMB8.4_S-2 | PV Solar Module String | - | BELLARY_BLOCK_1_SMB8.4 | 13.44 |  |  | 42 | Modules |  |  |  | Out of Warranty | Haeron Modules |  |  |  |  | Haeron Modules | Schneider Electric | HR-320W | [5 empty] | Group Captive | HSEPL | Clean Solar Power Bellary Private Limited | Meera Corporation Kr | - | NA
BELLARY_BLOCK_1 | BELLARY_BLOCK_1_SMB8.4_S-3 | PV Solar Module String | - | BELLARY_BLOCK_1_SMB8.4 | 13.44 |  |  | 42 | Modules |  |  |  | Out of Warranty | Haeron Modules |  |  |  |  | Haeron Modules | Schneider Electric | HR-320W | [5 empty] | Group Captive | HSEPL | Clean Solar Power Bellary Private Limited | Meera Corporation Kr | - | NA
BELLARY_BLOCK_1 | BELLARY_BLOCK_1_SMB8.4_S-4 | PV Solar Module String | - | BELLARY_BLOCK_1_SMB8.4 | 13.44 |  |  | 42 | Modules |  |  |  | Out of Warranty | Haeron Modules |  |  |  |  | Haeron Modules | Schneider Electric | HR-320W | [5 empty] | Group Captive | HSEPL | Clean Solar Power Bellary Private Limited | Meera Corporation Kr | - | NA
BELLARY_BLOCK_1 | BELLARY_BLOCK_1_SMB8.4_S-5 | PV Solar Module String | - | BELLARY_BLOCK_1_SMB8.4 | 13.44 |  |  | 42 | Modules |  |  |  | Out of Warranty | Haeron Modules |  |  |  |  | Haeron Modules | Schneider Electric | HR-320W | [5 empty] | Group Captive | HSEPL | Clean Solar Power Bellary Private Limited | Meera Corporation Kr | - | NA
BELLARY_BLOCK_1 | BELLARY_BLOCK_1_SMB8.4_S-6 | PV Solar Module String | - | BELLARY_BLOCK_1_SMB8.4 | 13.44 |  |  | 42 | Modules |  |  |  | Out of Warranty | Haeron Modules |  |  |  |  | Haeron Modules | Schneider Electric | HR-320W | [5 empty] | Group Captive | HSEPL | Clean Solar Power Bellary Private Limited | Meera Corporation Kr | - | NA
BELLARY_BLOCK_1 | BELLARY_BLOCK_1_SMB8.4_S-7 | PV Solar Module String | - | BELLARY_BLOCK_1_SMB8.4 | 13.44 |  |  | 42 | Modules |  |  |  | Out of Warranty | Haeron Modules |  |  |  |  | Haeron Modules | Schneider Electric | HR-320W | [5 empty] | Group Captive | HSEPL | Clean Solar Power Bellary Private Limited | Meera Corporation Kr | - | NA
BELLARY_BLOCK_1 | BELLARY_BLOCK_1_SMB8.4_S-8 | PV Solar Module String | - | BELLARY_BLOCK_1_SMB8.4 | 13.44 |  |  | 42 | Modules |  |  |  | Out of Warranty | Haeron Modules |  |  |  |  | Haeron Modules | Schneider Electric | HR-320W | [5 empty] | Group Captive | HSEPL | Clean Solar Power Bellary Private Limited | Meera Corporation Kr | - | NA
BELLARY_BLOCK_1 | BELLARY_BLOCK_1_SMB8.4_S-9 | PV Solar Module String | - | BELLARY_BLOCK_1_SMB8.4 | 13.44 |  |  | 42 | Modules |  |  |  | Out of Warranty | Haeron Modules |  |  |  |  | Haeron Modules | Schneider Electric | HR-320W | [5 empty] | Group Captive | HSEPL | Clean Solar Power Bellary Private Limited | Meera Corporation Kr | - | NA
BELLARY_BLOCK_1 | BELLARY_BLOCK_1_SMB8.4_S-10 | PV Solar Module String | - | BELLARY_BLOCK_1_SMB8.4 | 13.44 |  |  | 42 | Modules |  |  |  | Out of Warranty | Haeron Modules |  |  |  |  | Haeron Modules | Schneider Electric | HR-320W | [5 empty] | Group Captive | HSEPL | Clean Solar Power Bellary Private Limited | Meera Corporation Kr | - | NA
BELLARY_BLOCK_1 | BELLARY_BLOCK_1_SMB8.4_S-11 | PV Solar Module String | - | BELLARY_BLOCK_1_SMB8.4 | 13.44 |  |  | 42 | Modules |  |  |  | Out of Warranty | Haeron Modules |  |  |  |  | Haeron Modules | Schneider Electric | HR-320W | [5 empty] | Group Captive | HSEPL | Clean Solar Power Bellary Private Limited | Meera Corporation Kr | - | NA
BELLARY_BLOCK_1 | BELLARY_BLOCK_1_SMB8.4_S-12 | PV Solar Module String | - | BELLARY_BLOCK_1_SMB8.4 | 13.44 |  |  | 42 | Modules |  |  |  | Out of Warranty | Haeron Modules |  |  |  |  | Haeron Modules | Schneider Electric | HR-320W | [5 empty] | Group Captive | HSEPL | Clean Solar Power Bellary Private Limited | Meera Corporation Kr | - | NA
BELLARY_BLOCK_1 | BELLARY_BLOCK_1_SMB8.4_S-13 | PV Solar Module String | - | BELLARY_BLOCK_1_SMB8.4 | 13.44 |  |  | 42 | Modules |  |  |  | Out of Warranty | Haeron Modules |  |  |  |  | Haeron Modules | Schneider Electric | HR-320W | [5 empty] | Group Captive | HSEPL | Clean Solar Power Bellary Private Limited | Meera Corporation Kr | - | NA
BELLARY_BLOCK_2 | BELLARY_BLOCK_2_SMB1.1_S-1 | PV Solar Module String | - | BELLARY_BLOCK_2_SMB1.1 | 13.44 |  |  | 42 | Modules |  |  |  | Out of Warranty | Haeron Modules |  |  |  |  | Haeron Modules | Schneider Electric | HR-320W | [5 empty] | Group Captive | HSEPL | Clean Solar Power Bellary Private Limited | Meera Corporation Kr | - | NA
BELLARY_BLOCK_2 | BELLARY_BLOCK_2_SMB1.1_S-2 | PV Solar Module String | - | BELLARY_BLOCK_2_SMB1.1 | 13.44 |  |  | 42 | Modules |  |  |  | Out of Warranty | Haeron Modules |  |  |  |  | Haeron Modules | Schneider Electric | HR-320W | [5 empty] | Group Captive | HSEPL | Clean Solar Power Bellary Private Limited | Meera Corporation Kr | - | NA
BELLARY_BLOCK_2 | BELLARY_BLOCK_2_SMB1.1_S-3 | PV Solar Module String | - | BELLARY_BLOCK_2_SMB1.1 | 13.44 |  |  | 42 | Modules |  |  |  | Out of Warranty | Haeron Modules |  |  |  |  | Haeron Modules | Schneider Electric | HR-320W | [5 empty] | Group Captive | HSEPL | Clean Solar Power Bellary Private Limited | Meera Corporation Kr | - | NA
BELLARY_BLOCK_2 | BELLARY_BLOCK_2_SMB1.1_S-4 | PV Solar Module String | - | BELLARY_BLOCK_2_SMB1.1 | 13.44 |  |  | 42 | Modules |  |  |  | Out of Warranty | Haeron Modules |  |  |  |  | Haeron Modules | Schneider Electric | HR-320W | [5 empty] | Group Captive | HSEPL | Clean Solar Power Bellary Private Limited | Meera Corporation Kr | - | NA
BELLARY_BLOCK_2 | BELLARY_BLOCK_2_SMB1.1_S-5 | PV Solar Module String | - | BELLARY_BLOCK_2_SMB1.1 | 13.44 |  |  | 42 | Modules |  |  |  | Out of Warranty | Haeron Modules |  |  |  |  | Haeron Modules | Schneider Electric | HR-320W | [5 empty] | Group Captive | HSEPL | Clean Solar Power Bellary Private Limited | Meera Corporation Kr | - | NA
BELLARY_BLOCK_2 | BELLARY_BLOCK_2_SMB1.1_S-6 | PV Solar Module String | - | BELLARY_BLOCK_2_SMB1.1 | 13.44 |  |  | 42 | Modules |  |  |  | Out of Warranty | Haeron Modules |  |  |  |  | Haeron Modules | Schneider Electric | HR-320W | [5 empty] | Group Captive | HSEPL | Clean Solar Power Bellary Private Limited | Meera Corporation Kr | - | NA
BELLARY_BLOCK_2 | BELLARY_BLOCK_2_SMB1.1_S-7 | PV Solar Module String | - | BELLARY_BLOCK_2_SMB1.1 | 13.44 |  |  | 42 | Modules |  |  |  | Out of Warranty | Haeron Modules |  |  |  |  | Haeron Modules | Schneider Electric | HR-320W | [5 empty] | Group Captive | HSEPL | Clean Solar Power Bellary Private Limited | Meera Corporation Kr | - | NA
BELLARY_BLOCK_2 | BELLARY_BLOCK_2_SMB1.1_S-8 | PV Solar Module String | - | BELLARY_BLOCK_2_SMB1.1 | 13.44 |  |  | 42 | Modules |  |  |  | Out of Warranty | Haeron Modules |  |  |  |  | Haeron Modules | Schneider Electric | HR-320W | [5 empty] | Group Captive | HSEPL | Clean Solar Power Bellary Private Limited | Meera Corporation Kr | - | NA
BELLARY_BLOCK_2 | BELLARY_BLOCK_2_SMB1.1_S-9 | PV Solar Module String | - | BELLARY_BLOCK_2_SMB1.1 | 13.44 |  |  | 42 | Modules |  |  |  | Out of Warranty | Haeron Modules |  |  |  |  | Haeron Modules | Schneider Electric | HR-320W | [5 empty] | Group Captive | HSEPL | Clean Solar Power Bellary Private Limited | Meera Corporation Kr | - | NA
BELLARY_BLOCK_2 | BELLARY_BLOCK_2_SMB1.1_S-10 | PV Solar Module String | - | BELLARY_BLOCK_2_SMB1.1 | 13.44 |  |  | 42 | Modules |  |  |  | Out of Warranty | Haeron Modules |  |  |  |  | Haeron Modules | Schneider Electric | HR-320W | [5 empty] | Group Captive | HSEPL | Clean Solar Power Bellary Private Limited | Meera Corporation Kr | - | NA
BELLARY_BLOCK_2 | BELLARY_BLOCK_2_SMB1.1_S-11 | PV Solar Module String | - | BELLARY_BLOCK_2_SMB1.1 | 13.44 |  |  | 42 | Modules |  |  |  | Out of Warranty | Haeron Modules |  |  |  |  | Haeron Modules | Schneider Electric | HR-320W | [5 empty] | Group Captive | HSEPL | Clean Solar Power Bellary Private Limited | Meera Corporation Kr | - | NA
BELLARY_BLOCK_2 | BELLARY_BLOCK_2_SMB1.1_S-12 | PV Solar Module String | - | BELLARY_BLOCK_2_SMB1.1 | 13.44 |  |  | 42 | Modules |  |  |  | Out of Warranty | Haeron Modules |  |  |  |  | Haeron Modules | Schneider Electric | HR-320W | [5 empty] | Group Captive | HSEPL | Clean Solar Power Bellary Private Limited | Meera Corporation Kr | - | NA
BELLARY_BLOCK_2 | BELLARY_BLOCK_2_SMB1.1_S-13 | PV Solar Module String | - | BELLARY_BLOCK_2_SMB1.1 | 13.44 |  |  | 42 | Modules |  |  |  | Out of Warranty | Haeron Modules |  |  |  |  | Haeron Modules | Schneider Electric | HR-320W | [5 empty] | Group Captive | HSEPL | Clean Solar Power Bellary Private Limited | Meera Corporation Kr | - | NA
BELLARY_BLOCK_2 | BELLARY_BLOCK_2_SMB1.1_S-14 | PV Solar Module String | - | BELLARY_BLOCK_2_SMB1.1 | 13.44 |  |  | 42 | Modules |  |  |  | Out of Warranty | Haeron Modules |  |  |  |  | Haeron Modules | Schneider Electric | HR-320W | [5 empty] | Group Captive | HSEPL | Clean Solar Power Bellary Private Limited | Meera Corporation Kr | - | NA
BELLARY_BLOCK_2 | BELLARY_BLOCK_2_SMB1.2_S-1 | PV Solar Module String | - | BELLARY_BLOCK_2_SMB1.2 | 13.44 |  |  | 42 | Modules |  |  |  | Out of Warranty | Haeron Modules |  |  |  |  | Haeron Modules | Schneider Electric | HR-320W | [5 empty] | Group Captive | HSEPL | Clean Solar Power Bellary Private Limited | Meera Corporation Kr | - | NA
BELLARY_BLOCK_2 | BELLARY_BLOCK_2_SMB1.2_S-2 | PV Solar Module String | - | BELLARY_BLOCK_2_SMB1.2 | 13.44 |  |  | 42 | Modules |  |  |  | Out of Warranty | Haeron Modules |  |  |  |  | Haeron Modules | Schneider Electric | HR-320W | [5 empty] | Group Captive | HSEPL | Clean Solar Power Bellary Private Limited | Meera Corporation Kr | - | NA
BELLARY_BLOCK_2 | BELLARY_BLOCK_2_SMB1.2_S-3 | PV Solar Module String | - | BELLARY_BLOCK_2_SMB1.2 | 13.44 |  |  | 42 | Modules |  |  |  | Out of Warranty | Haeron Modules |  |  |  |  | Haeron Modules | Schneider Electric | HR-320W | [5 empty] | Group Captive | HSEPL | Clean Solar Power Bellary Private Limited | Meera Corporation Kr | - | NA
BELLARY_BLOCK_2 | BELLARY_BLOCK_2_SMB1.2_S-4 | PV Solar Module String | - | BELLARY_BLOCK_2_SMB1.2 | 13.44 |  |  | 42 | Modules |  |  |  | Out of Warranty | Haeron Modules |  |  |  |  | Haeron Modules | Schneider Electric | HR-320W | [5 empty] | Group Captive | HSEPL | Clean Solar Power Bellary Private Limited | Meera Corporation Kr | - | NA
BELLARY_BLOCK_2 | BELLARY_BLOCK_2_SMB1.2_S-5 | PV Solar Module String | - | BELLARY_BLOCK_2_SMB1.2 | 13.44 |  |  | 42 | Modules |  |  |  | Out of Warranty | Haeron Modules |  |  |  |  | Haeron Modules | Schneider Electric | HR-320W | [5 empty] | Group Captive | HSEPL | Clean Solar Power Bellary Private Limited | Meera Corporation Kr | - | NA
BELLARY_BLOCK_2 | BELLARY_BLOCK_2_SMB1.2_S-6 | PV Solar Module String | - | BELLARY_BLOCK_2_SMB1.2 | 13.44 |  |  | 42 | Modules |  |  |  | Out of Warranty | Haeron Modules |  |  |  |  | Haeron Modules | Schneider Electric | HR-320W | [5 empty] | Group Captive | HSEPL | Clean Solar Power Bellary Private Limited | Meera Corporation Kr | - | NA
BELLARY_BLOCK_2 | BELLARY_BLOCK_2_SMB1.2_S-7 | PV Solar Module String | - | BELLARY_BLOCK_2_SMB1.2 | 13.44 |  |  | 42 | Modules |  |  |  | Out of Warranty | Haeron Modules |  |  |  |  | Haeron Modules | Schneider Electric | HR-320W | [5 empty] | Group Captive | HSEPL | Clean Solar Power Bellary Private Limited | Meera Corporation Kr | - | NA
BELLARY_BLOCK_2 | BELLARY_BLOCK_2_SMB1.2_S-8 | PV Solar Module String | - | BELLARY_BLOCK_2_SMB1.2 | 13.44 |  |  | 42 | Modules |  |  |  | Out of Warranty | Haeron Modules |  |  |  |  | Haeron Modules | Schneider Electric | HR-320W | [5 empty] | Group Captive | HSEPL | Clean Solar Power Bellary Private Limited | Meera Corporation Kr | - | NA
BELLARY_BLOCK_2 | BELLARY_BLOCK_2_SMB1.2_S-9 | PV Solar Module String | - | BELLARY_BLOCK_2_SMB1.2 | 13.44 |  |  | 42 | Modules |  |  |  | Out of Warranty | Haeron Modules |  |  |  |  | Haeron Modules | Schneider Electric | HR-320W | [5 empty] | Group Captive | HSEPL | Clean Solar Power Bellary Private Limited | Meera Corporation Kr | - | NA
BELLARY_BLOCK_2 | BELLARY_BLOCK_2_SMB1.2_S-10 | PV Solar Module String | - | BELLARY_BLOCK_2_SMB1.2 | 13.44 |  |  | 42 | Modules |  |  |  | Out of Warranty | Haeron Modules |  |  |  |  | Haeron Modules | Schneider Electric | HR-320W | [5 empty] | Group Captive | HSEPL | Clean Solar Power Bellary Private Limited | Meera Corporation Kr | - | NA
BELLARY_BLOCK_2 | BELLARY_BLOCK_2_SMB1.2_S-11 | PV Solar Module String | - | BELLARY_BLOCK_2_SMB1.2 | 13.44 |  |  | 42 | Modules |  |  |  | Out of Warranty | Haeron Modules |  |  |  |  | Haeron Modules | Schneider Electric | HR-320W | [5 empty] | Group Captive | HSEPL | Clean Solar Power Bellary Private Limited | Meera Corporation Kr | - | NA
BELLARY_BLOCK_2 | BELLARY_BLOCK_2_SMB1.2_S-12 | PV Solar Module String | - | BELLARY_BLOCK_2_SMB1.2 | 13.44 |  |  | 42 | Modules |  |  |  | Out of Warranty | Haeron Modules |  |  |  |  | Haeron Modules | Schneider Electric | HR-320W | [5 empty] | Group Captive | HSEPL | Clean Solar Power Bellary Private Limited | Meera Corporation Kr | - | NA
BELLARY_BLOCK_2 | BELLARY_BLOCK_2_SMB1.2_S-13 | PV Solar Module String | - | BELLARY_BLOCK_2_SMB1.2 | 13.44 |  |  | 42 | Modules |  |  |  | Out of Warranty | Haeron Modules |  |  |  |  | Haeron Modules | Schneider Electric | HR-320W | [5 empty] | Group Captive | HSEPL | Clean Solar Power Bellary Private Limited | Meera Corporation Kr | - | NA
BELLARY_BLOCK_2 | BELLARY_BLOCK_2_SMB1.2_S-14 | PV Solar Module String | - | BELLARY_BLOCK_2_SMB1.2 | 13.44 |  |  | 42 | Modules |  |  |  | Out of Warranty | Haeron Modules |  |  |  |  | Haeron Modules | Schneider Electric | HR-320W | [5 empty] | Group Captive | HSEPL | Clean Solar Power Bellary Private Limited | Meera Corporation Kr | - | NA
BELLARY_BLOCK_2 | BELLARY_BLOCK_2_SMB1.3_S-1 | PV Solar Module String | - | BELLARY_BLOCK_2_SMB1.3 | 13.44 |  |  | 42 | Modules |  |  |  | Out of Warranty | Haeron Modules |  |  |  |  | Haeron Modules | Schneider Electric | HR-320W | [5 empty] | Group Captive | HSEPL | Clean Solar Power Bellary Private Limited | Meera Corporation Kr | - | NA
BELLARY_BLOCK_2 | BELLARY_BLOCK_2_SMB1.3_S-2 | PV Solar Module String | - | BELLARY_BLOCK_2_SMB1.3 | 13.44 |  |  | 42 | Modules |  |  |  | Out of Warranty | Haeron Modules |  |  |  |  | Haeron Modules | Schneider Electric | HR-320W | [5 empty] | Group Captive | HSEPL | Clean Solar Power Bellary Private Limited | Meera Corporation Kr | - | NA
BELLARY_BLOCK_2 | BELLARY_BLOCK_2_SMB1.3_S-3 | PV Solar Module String | - | BELLARY_BLOCK_2_SMB1.3 | 13.44 |  |  | 42 | Modules |  |  |  | Out of Warranty | Haeron Modules |  |  |  |  | Haeron Modules | Schneider Electric | HR-320W | [5 empty] | Group Captive | HSEPL | Clean Solar Power Bellary Private Limited | Meera Corporation Kr | - | NA
BELLARY_BLOCK_2 | BELLARY_BLOCK_2_SMB1.3_S-4 | PV Solar Module String | - | BELLARY_BLOCK_2_SMB1.3 | 13.44 |  |  | 42 | Modules |  |  |  | Out of Warranty | Haeron Modules |  |  |  |  | Haeron Modules | Schneider Electric | HR-320W | [5 empty] | Group Captive | HSEPL | Clean Solar Power Bellary Private Limited | Meera Corporation Kr | - | NA
BELLARY_BLOCK_2 | BELLARY_BLOCK_2_SMB1.3_S-5 | PV Solar Module String | - | BELLARY_BLOCK_2_SMB1.3 | 13.44 |  |  | 42 | Modules |  |  |  | Out of Warranty | Haeron Modules |  |  |  |  | Haeron Modules | Schneider Electric | HR-320W | [5 empty] | Group Captive | HSEPL | Clean Solar Power Bellary Private Limited | Meera Corporation Kr | - | NA
BELLARY_BLOCK_2 | BELLARY_BLOCK_2_SMB1.3_S-6 | PV Solar Module String | - | BELLARY_BLOCK_2_SMB1.3 | 13.44 |  |  | 42 | Modules |  |  |  | Out of Warranty | Haeron Modules |  |  |  |  | Haeron Modules | Schneider Electric | HR-320W | [5 empty] | Group Captive | HSEPL | Clean Solar Power Bellary Private Limited | Meera Corporation Kr | - | NA
BELLARY_BLOCK_2 | BELLARY_BLOCK_2_SMB1.3_S-7 | PV Solar Module String | - | BELLARY_BLOCK_2_SMB1.3 | 13.44 |  |  | 42 | Modules |  |  |  | Out of Warranty | Haeron Modules |  |  |  |  | Haeron Modules | Schneider Electric | HR-320W | [5 empty] | Group Captive | HSEPL | Clean Solar Power Bellary Private Limited | Meera Corporation Kr | - | NA
BELLARY_BLOCK_2 | BELLARY_BLOCK_2_SMB1.3_S-8 | PV Solar Module String | - | BELLARY_BLOCK_2_SMB1.3 | 13.44 |  |  | 42 | Modules |  |  |  | Out of Warranty | Haeron Modules |  |  |  |  | Haeron Modules | Schneider Electric | HR-320W | [5 empty] | Group Captive | HSEPL | Clean Solar Power Bellary Private Limited | Meera Corporation Kr | - | NA
BELLARY_BLOCK_2 | BELLARY_BLOCK_2_SMB1.3_S-9 | PV Solar Module String | - | BELLARY_BLOCK_2_SMB1.3 | 13.44 |  |  | 42 | Modules |  |  |  | Out of Warranty | Haeron Modules |  |  |  |  | Haeron Modules | Schneider Electric | HR-320W | [5 empty] | Group Captive | HSEPL | Clean Solar Power Bellary Private Limited | Meera Corporation Kr | - | NA
BELLARY_BLOCK_2 | BELLARY_BLOCK_2_SMB1.3_S-10 | PV Solar Module String | - | BELLARY_BLOCK_2_SMB1.3 | 13.44 |  |  | 42 | Modules |  |  |  | Out of Warranty | Haeron Modules |  |  |  |  | Haeron Modules | Schneider Electric | HR-320W | [5 empty] | Group Captive | HSEPL | Clean Solar Power Bellary Private Limited | Meera Corporation Kr | - | NA
BELLARY_BLOCK_2 | BELLARY_BLOCK_2_SMB1.3_S-11 | PV Solar Module String | - | BELLARY_BLOCK_2_SMB1.3 | 13.44 |  |  | 42 | Modules |  |  |  | Out of Warranty | Haeron Modules |  |  |  |  | Haeron Modules | Schneider Electric | HR-320W | [5 empty] | Group Captive | HSEPL | Clean Solar Power Bellary Private Limited | Meera Corporation Kr | - | NA
BELLARY_BLOCK_2 | BELLARY_BLOCK_2_SMB1.3_S-12 | PV Solar Module String | - | BELLARY_BLOCK_2_SMB1.3 | 13.44 |  |  | 42 | Modules |  |  |  | Out of Warranty | Haeron Modules |  |  |  |  | Haeron Modules | Schneider Electric | HR-320W | [5 empty] | Group Captive | HSEPL | Clean Solar Power Bellary Private Limited | Meera Corporation Kr | - | NA
BELLARY_BLOCK_2 | BELLARY_BLOCK_2_SMB1.3_S-13 | PV Solar Module String | - | BELLARY_BLOCK_2_SMB1.3 | 13.44 |  |  | 42 | Modules |  |  |  | Out of Warranty | Haeron Modules |  |  |  |  | Haeron Modules | Schneider Electric | HR-320W | [5 empty] | Group Captive | HSEPL | Clean Solar Power Bellary Private Limited | Meera Corporation Kr | - | NA
BELLARY_BLOCK_2 | BELLARY_BLOCK_2_SMB1.3_S-14 | PV Solar Module String | - | BELLARY_BLOCK_2_SMB1.3 | 6.72 |  |  | 21 | Modules |  |  |  | Out of Warranty | Haeron Modules |  |  |  |  | Haeron Modules | Schneider Electric | HR-320W | [5 empty] | Group Captive | HSEPL | Clean Solar Power Bellary Private Limited | Meera Corporation Kr | - | NA
BELLARY_BLOCK_2 | BELLARY_BLOCK_2_SMB1.4_S-1 | PV Solar Module String | - | BELLARY_BLOCK_2_SMB1.4 | 13.44 |  |  | 42 | Modules |  |  |  | Out of Warranty | Haeron Modules |  |  |  |  | Haeron Modules | Schneider Electric | HR-320W | [5 empty] | Group Captive | HSEPL | Clean Solar Power Bellary Private Limited | Meera Corporation Kr | - | NA
BELLARY_BLOCK_2 | BELLARY_BLOCK_2_SMB1.4_S-2 | PV Solar Module String | - | BELLARY_BLOCK_2_SMB1.4 | 13.44 |  |  | 42 | Modules |  |  |  | Out of Warranty | Haeron Modules |  |  |  |  | Haeron Modules | Schneider Electric | HR-320W | [5 empty] | Group Captive | HSEPL | Clean Solar Power Bellary Private Limited | Meera Corporation Kr | - | NA
BELLARY_BLOCK_2 | BELLARY_BLOCK_2_SMB1.4_S-3 | PV Solar Module String | - | BELLARY_BLOCK_2_SMB1.4 | 13.44 |  |  | 42 | Modules |  |  |  | Out of Warranty | Haeron Modules |  |  |  |  | Haeron Modules | Schneider Electric | HR-320W | [5 empty] | Group Captive | HSEPL | Clean Solar Power Bellary Private Limited | Meera Corporation Kr | - | NA
BELLARY_BLOCK_2 | BELLARY_BLOCK_2_SMB1.4_S-4 | PV Solar Module String | - | BELLARY_BLOCK_2_SMB1.4 | 13.44 |  |  | 42 | Modules |  |  |  | Out of Warranty | Haeron Modules |  |  |  |  | Haeron Modules | Schneider Electric | HR-320W | [5 empty] | Group Captive | HSEPL | Clean Solar Power Bellary Private Limited | Meera Corporation Kr | - | NA
BELLARY_BLOCK_2 | BELLARY_BLOCK_2_SMB1.4_S-5 | PV Solar Module String | - | BELLARY_BLOCK_2_SMB1.4 | 13.44 |  |  | 42 | Modules |  |  |  | Out of Warranty | Haeron Modules |  |  |  |  | Haeron Modules | Schneider Electric | HR-320W | [5 empty] | Group Captive | HSEPL | Clean Solar Power Bellary Private Limited | Meera Corporation Kr | - | NA
BELLARY_BLOCK_2 | BELLARY_BLOCK_2_SMB1.4_S-6 | PV Solar Module String | - | BELLARY_BLOCK_2_SMB1.4 | 13.44 |  |  | 42 | Modules |  |  |  | Out of Warranty | Haeron Modules |  |  |  |  | Haeron Modules | Schneider Electric | HR-320W | [5 empty] | Group Captive | HSEPL | Clean Solar Power Bellary Private Limited | Meera Corporation Kr | - | NA
BELLARY_BLOCK_2 | BELLARY_BLOCK_2_SMB1.4_S-7 | PV Solar Module String | - | BELLARY_BLOCK_2_SMB1.4 | 13.44 |  |  | 42 | Modules |  |  |  | Out of Warranty | Haeron Modules |  |  |  |  | Haeron Modules | Schneider Electric | HR-320W | [5 empty] | Group Captive | HSEPL | Clean Solar Power Bellary Private Limited | Meera Corporation Kr | - | NA
BELLARY_BLOCK_2 | BELLARY_BLOCK_2_SMB1.4_S-8 | PV Solar Module String | - | BELLARY_BLOCK_2_SMB1.4 | 13.44 |  |  | 42 | Modules |  |  |  | Out of Warranty | Haeron Modules |  |  |  |  | Haeron Modules | Schneider Electric | HR-320W | [5 empty] | Group Captive | HSEPL | Clean Solar Power Bellary Private Limited | Meera Corporation Kr | - | NA
BELLARY_BLOCK_2 | BELLARY_BLOCK_2_SMB1.4_S-9 | PV Solar Module String | - | BELLARY_BLOCK_2_SMB1.4 | 13.44 |  |  | 42 | Modules |  |  |  | Out of Warranty | Haeron Modules |  |  |  |  | Haeron Modules | Schneider Electric | HR-320W | [5 empty] | Group Captive | HSEPL | Clean Solar Power Bellary Private Limited | Meera Corporation Kr | - | NA
BELLARY_BLOCK_2 | BELLARY_BLOCK_2_SMB1.4_S-10 | PV Solar Module String | - | BELLARY_BLOCK_2_SMB1.4 | 13.44 |  |  | 42 | Modules |  |  |  | Out of Warranty | Haeron Modules |  |  |  |  | Haeron Modules | Schneider Electric | HR-320W | [5 empty] | Group Captive | HSEPL | Clean Solar Power Bellary Private Limited | Meera Corporation Kr | - | NA
BELLARY_BLOCK_2 | BELLARY_BLOCK_2_SMB1.4_S-11 | PV Solar Module String | - | BELLARY_BLOCK_2_SMB1.4 | 13.44 |  |  | 42 | Modules |  |  |  | Out of Warranty | Haeron Modules |  |  |  |  | Haeron Modules | Schneider Electric | HR-320W | [5 empty] | Group Captive | HSEPL | Clean Solar Power Bellary Private Limited | Meera Corporation Kr | - | NA
BELLARY_BLOCK_2 | BELLARY_BLOCK_2_SMB1.4_S-12 | PV Solar Module String | - | BELLARY_BLOCK_2_SMB1.4 | 13.44 |  |  | 42 | Modules |  |  |  | Out of Warranty | Haeron Modules |  |  |  |  | Haeron Modules | Schneider Electric | HR-320W | [5 empty] | Group Captive | HSEPL | Clean Solar Power Bellary Private Limited | Meera Corporation Kr | - | NA
BELLARY_BLOCK_2 | BELLARY_BLOCK_2_SMB1.4_S-13 | PV Solar Module String | - | BELLARY_BLOCK_2_SMB1.4 | 13.44 |  |  | 42 | Modules |  |  |  | Out of Warranty | Haeron Modules |  |  |  |  | Haeron Modules | Schneider Electric | HR-320W | [5 empty] | Group Captive | HSEPL | Clean Solar Power Bellary Private Limited | Meera Corporation Kr | - | NA
BELLARY_BLOCK_2 | BELLARY_BLOCK_2_SMB2.1_S-1 | PV Solar Module String | - | BELLARY_BLOCK_2_SMB2.1 | 13.44 |  |  | 42 | Modules |  |  |  | Out of Warranty | Haeron Modules |  |  |  |  | Haeron Modules | Schneider Electric | HR-320W | [5 empty] | Group Captive | HSEPL | Clean Solar Power Bellary Private Limited | Meera Corporation Kr | - | NA
BELLARY_BLOCK_2 | BELLARY_BLOCK_2_SMB2.1_S-2 | PV Solar Module String | - | BELLARY_BLOCK_2_SMB2.1 | 13.44 |  |  | 42 | Modules |  |  |  | Out of Warranty | Haeron Modules |  |  |  |  | Haeron Modules | Schneider Electric | HR-320W | [5 empty] | Group Captive | HSEPL | Clean Solar Power Bellary Private Limited | Meera Corporation Kr | - | NA
BELLARY_BLOCK_2 | BELLARY_BLOCK_2_SMB2.1_S-3 | PV Solar Module String | - | BELLARY_BLOCK_2_SMB2.1 | 13.44 |  |  | 42 | Modules |  |  |  | Out of Warranty | Haeron Modules |  |  |  |  | Haeron Modules | Schneider Electric | HR-320W | [5 empty] | Group Captive | HSEPL | Clean Solar Power Bellary Private Limited | Meera Corporation Kr | - | NA
BELLARY_BLOCK_2 | BELLARY_BLOCK_2_SMB2.1_S-4 | PV Solar Module String | - | BELLARY_BLOCK_2_SMB2.1 | 13.44 |  |  | 42 | Modules |  |  |  | Out of Warranty | Haeron Modules |  |  |  |  | Haeron Modules | Schneider Electric | HR-320W | [5 empty] | Group Captive | HSEPL | Clean Solar Power Bellary Private Limited | Meera Corporation Kr | - | NA
BELLARY_BLOCK_2 | BELLARY_BLOCK_2_SMB2.1_S-5 | PV Solar Module String | - | BELLARY_BLOCK_2_SMB2.1 | 13.44 |  |  | 42 | Modules |  |  |  | Out of Warranty | Haeron Modules |  |  |  |  | Haeron Modules | Schneider Electric | HR-320W | [5 empty] | Group Captive | HSEPL | Clean Solar Power Bellary Private Limited | Meera Corporation Kr | - | NA
BELLARY_BLOCK_2 | BELLARY_BLOCK_2_SMB2.1_S-6 | PV Solar Module String | - | BELLARY_BLOCK_2_SMB2.1 | 13.44 |  |  | 42 | Modules |  |  |  | Out of Warranty | Haeron Modules |  |  |  |  | Haeron Modules | Schneider Electric | HR-320W | [5 empty] | Group Captive | HSEPL | Clean Solar Power Bellary Private Limited | Meera Corporation Kr | - | NA
BELLARY_BLOCK_2 | BELLARY_BLOCK_2_SMB2.1_S-7 | PV Solar Module String | - | BELLARY_BLOCK_2_SMB2.1 | 13.44 |  |  | 42 | Modules |  |  |  | Out of Warranty | Haeron Modules |  |  |  |  | Haeron Modules | Schneider Electric | HR-320W | [5 empty] | Group Captive | HSEPL | Clean Solar Power Bellary Private Limited | Meera Corporation Kr | - | NA
BELLARY_BLOCK_2 | BELLARY_BLOCK_2_SMB2.1_S-8 | PV Solar Module String | - | BELLARY_BLOCK_2_SMB2.1 | 13.44 |  |  | 42 | Modules |  |  |  | Out of Warranty | Haeron Modules |  |  |  |  | Haeron Modules | Schneider Electric | HR-320W | [5 empty] | Group Captive | HSEPL | Clean Solar Power Bellary Private Limited | Meera Corporation Kr | - | NA
BELLARY_BLOCK_2 | BELLARY_BLOCK_2_SMB2.1_S-9 | PV Solar Module String | - | BELLARY_BLOCK_2_SMB2.1 | 13.44 |  |  | 42 | Modules |  |  |  | Out of Warranty | Haeron Modules |  |  |  |  | Haeron Modules | Schneider Electric | HR-320W | [5 empty] | Group Captive | HSEPL | Clean Solar Power Bellary Private Limited | Meera Corporation Kr | - | NA
BELLARY_BLOCK_2 | BELLARY_BLOCK_2_SMB2.1_S-10 | PV Solar Module String | - | BELLARY_BLOCK_2_SMB2.1 | 13.44 |  |  | 42 | Modules |  |  |  | Out of Warranty | Haeron Modules |  |  |  |  | Haeron Modules | Schneider Electric | HR-320W | [5 empty] | Group Captive | HSEPL | Clean Solar Power Bellary Private Limited | Meera Corporation Kr | - | NA
BELLARY_BLOCK_2 | BELLARY_BLOCK_2_SMB2.1_S-11 | PV Solar Module String | - | BELLARY_BLOCK_2_SMB2.1 | 13.44 |  |  | 42 | Modules |  |  |  | Out of Warranty | Haeron Modules |  |  |  |  | Haeron Modules | Schneider Electric | HR-320W | [5 empty] | Group Captive | HSEPL | Clean Solar Power Bellary Private Limited | Meera Corporation Kr | - | NA
BELLARY_BLOCK_2 | BELLARY_BLOCK_2_SMB2.1_S-12 | PV Solar Module String | - | BELLARY_BLOCK_2_SMB2.1 | 13.44 |  |  | 42 | Modules |  |  |  | Out of Warranty | Haeron Modules |  |  |  |  | Haeron Modules | Schneider Electric | HR-320W | [5 empty] | Group Captive | HSEPL | Clean Solar Power Bellary Private Limited | Meera Corporation Kr | - | NA
BELLARY_BLOCK_2 | BELLARY_BLOCK_2_SMB2.1_S-13 | PV Solar Module String | - | BELLARY_BLOCK_2_SMB2.1 | 13.44 |  |  | 42 | Modules |  |  |  | Out of Warranty | Haeron Modules |  |  |  |  | Haeron Modules | Schneider Electric | HR-320W | [5 empty] | Group Captive | HSEPL | Clean Solar Power Bellary Private Limited | Meera Corporation Kr | - | NA
BELLARY_BLOCK_2 | BELLARY_BLOCK_2_SMB2.1_S-14 | PV Solar Module String | - | BELLARY_BLOCK_2_SMB2.1 | 13.44 |  |  | 42 | Modules |  |  |  | Out of Warranty | Haeron Modules |  |  |  |  | Haeron Modules | Schneider Electric | HR-320W | [5 empty] | Group Captive | HSEPL | Clean Solar Power Bellary Private Limited | Meera Corporation Kr | - | NA
BELLARY_BLOCK_2 | BELLARY_BLOCK_2_SMB2.2_S-1 | PV Solar Module String | - | BELLARY_BLOCK_2_SMB2.2 | 13.44 |  |  | 42 | Modules |  |  |  | Out of Warranty | Haeron Modules |  |  |  |  | Haeron Modules | Schneider Electric | HR-320W | [5 empty] | Group Captive | HSEPL | Clean Solar Power Bellary Private Limited | Meera Corporation Kr | - | NA
BELLARY_BLOCK_2 | BELLARY_BLOCK_2_SMB2.2_S-2 | PV Solar Module String | - | BELLARY_BLOCK_2_SMB2.2 | 13.44 |  |  | 42 | Modules |  |  |  | Out of Warranty | Haeron Modules |  |  |  |  | Haeron Modules | Schneider Electric | HR-320W | [5 empty] | Group Captive | HSEPL | Clean Solar Power Bellary Private Limited | Meera Corporation Kr | - | NA
BELLARY_BLOCK_2 | BELLARY_BLOCK_2_SMB2.2_S-3 | PV Solar Module String | - | BELLARY_BLOCK_2_SMB2.2 | 13.44 |  |  | 42 | Modules |  |  |  | Out of Warranty | Haeron Modules |  |  |  |  | Haeron Modules | Schneider Electric | HR-320W | [5 empty] | Group Captive | HSEPL | Clean Solar Power Bellary Private Limited | Meera Corporation Kr | - | NA
BELLARY_BLOCK_2 | BELLARY_BLOCK_2_SMB2.2_S-4 | PV Solar Module String | - | BELLARY_BLOCK_2_SMB2.2 | 13.44 |  |  | 42 | Modules |  |  |  | Out of Warranty | Haeron Modules |  |  |  |  | Haeron Modules | Schneider Electric | HR-320W | [5 empty] | Group Captive | HSEPL | Clean Solar Power Bellary Private Limited | Meera Corporation Kr | - | NA
BELLARY_BLOCK_2 | BELLARY_BLOCK_2_SMB2.2_S-5 | PV Solar Module String | - | BELLARY_BLOCK_2_SMB2.2 | 13.44 |  |  | 42 | Modules |  |  |  | Out of Warranty | Haeron Modules |  |  |  |  | Haeron Modules | Schneider Electric | HR-320W | [5 empty] | Group Captive | HSEPL | Clean Solar Power Bellary Private Limited | Meera Corporation Kr | - | NA
BELLARY_BLOCK_2 | BELLARY_BLOCK_2_SMB2.2_S-6 | PV Solar Module String | - | BELLARY_BLOCK_2_SMB2.2 | 13.44 |  |  | 42 | Modules |  |  |  | Out of Warranty | Haeron Modules |  |  |  |  | Haeron Modules | Schneider Electric | HR-320W | [5 empty] | Group Captive | HSEPL | Clean Solar Power Bellary Private Limited | Meera Corporation Kr | - | NA
BELLARY_BLOCK_2 | BELLARY_BLOCK_2_SMB2.2_S-7 | PV Solar Module String | - | BELLARY_BLOCK_2_SMB2.2 | 13.44 |  |  | 42 | Modules |  |  |  | Out of Warranty | Haeron Modules |  |  |  |  | Haeron Modules | Schneider Electric | HR-320W | [5 empty] | Group Captive | HSEPL | Clean Solar Power Bellary Private Limited | Meera Corporation Kr | - | NA
BELLARY_BLOCK_2 | BELLARY_BLOCK_2_SMB2.2_S-8 | PV Solar Module String | - | BELLARY_BLOCK_2_SMB2.2 | 13.44 |  |  | 42 | Modules |  |  |  | Out of Warranty | Haeron Modules |  |  |  |  | Haeron Modules | Schneider Electric | HR-320W | [5 empty] | Group Captive | HSEPL | Clean Solar Power Bellary Private Limited | Meera Corporation Kr | - | NA
BELLARY_BLOCK_2 | BELLARY_BLOCK_2_SMB2.2_S-9 | PV Solar Module String | - | BELLARY_BLOCK_2_SMB2.2 | 13.44 |  |  | 42 | Modules |  |  |  | Out of Warranty | Haeron Modules |  |  |  |  | Haeron Modules | Schneider Electric | HR-320W | [5 empty] | Group Captive | HSEPL | Clean Solar Power Bellary Private Limited | Meera Corporation Kr | - | NA
BELLARY_BLOCK_2 | BELLARY_BLOCK_2_SMB2.2_S-10 | PV Solar Module String | - | BELLARY_BLOCK_2_SMB2.2 | 13.44 |  |  | 42 | Modules |  |  |  | Out of Warranty | Haeron Modules |  |  |  |  | Haeron Modules | Schneider Electric | HR-320W | [5 empty] | Group Captive | HSEPL | Clean Solar Power Bellary Private Limited | Meera Corporation Kr | - | NA
BELLARY_BLOCK_2 | BELLARY_BLOCK_2_SMB2.2_S-11 | PV Solar Module String | - | BELLARY_BLOCK_2_SMB2.2 | 13.44 |  |  | 42 | Modules |  |  |  | Out of Warranty | Haeron Modules |  |  |  |  | Haeron Modules | Schneider Electric | HR-320W | [5 empty] | Group Captive | HSEPL | Clean Solar Power Bellary Private Limited | Meera Corporation Kr | - | NA
BELLARY_BLOCK_2 | BELLARY_BLOCK_2_SMB2.2_S-12 | PV Solar Module String | - | BELLARY_BLOCK_2_SMB2.2 | 13.44 |  |  | 42 | Modules |  |  |  | Out of Warranty | Haeron Modules |  |  |  |  | Haeron Modules | Schneider Electric | HR-320W | [5 empty] | Group Captive | HSEPL | Clean Solar Power Bellary Private Limited | Meera Corporation Kr | - | NA
BELLARY_BLOCK_2 | BELLARY_BLOCK_2_SMB2.2_S-13 | PV Solar Module String | - | BELLARY_BLOCK_2_SMB2.2 | 13.44 |  |  | 42 | Modules |  |  |  | Out of Warranty | Haeron Modules |  |  |  |  | Haeron Modules | Schneider Electric | HR-320W | [5 empty] | Group Captive | HSEPL | Clean Solar Power Bellary Private Limited | Meera Corporation Kr | - | NA
BELLARY_BLOCK_2 | BELLARY_BLOCK_2_SMB2.2_S-14 | PV Solar Module String | - | BELLARY_BLOCK_2_SMB2.2 | 13.44 |  |  | 42 | Modules |  |  |  | Out of Warranty | Haeron Modules |  |  |  |  | Haeron Modules | Schneider Electric | HR-320W | [5 empty] | Group Captive | HSEPL | Clean Solar Power Bellary Private Limited | Meera Corporation Kr | - | NA
BELLARY_BLOCK_2 | BELLARY_BLOCK_2_SMB2.3_S-1 | PV Solar Module String | - | BELLARY_BLOCK_2_SMB2.3 | 13.44 |  |  | 42 | Modules |  |  |  | Out of Warranty | Haeron Modules |  |  |  |  | Haeron Modules | Schneider Electric | HR-320W | [5 empty] | Group Captive | HSEPL | Clean Solar Power Bellary Private Limited | Meera Corporation Kr | - | NA
BELLARY_BLOCK_2 | BELLARY_BLOCK_2_SMB2.3_S-2 | PV Solar Module String | - | BELLARY_BLOCK_2_SMB2.3 | 13.44 |  |  | 42 | Modules |  |  |  | Out of Warranty | Haeron Modules |  |  |  |  | Haeron Modules | Schneider Electric | HR-320W | [5 empty] | Group Captive | HSEPL | Clean Solar Power Bellary Private Limited | Meera Corporation Kr | - | NA
BELLARY_BLOCK_2 | BELLARY_BLOCK_2_SMB2.3_S-3 | PV Solar Module String | - | BELLARY_BLOCK_2_SMB2.3 | 13.44 |  |  | 42 | Modules |  |  |  | Out of Warranty | Haeron Modules |  |  |  |  | Haeron Modules | Schneider Electric | HR-320W | [5 empty] | Group Captive | HSEPL | Clean Solar Power Bellary Private Limited | Meera Corporation Kr | - | NA
BELLARY_BLOCK_2 | BELLARY_BLOCK_2_SMB2.3_S-4 | PV Solar Module String | - | BELLARY_BLOCK_2_SMB2.3 | 13.44 |  |  | 42 | Modules |  |  |  | Out of Warranty | Haeron Modules |  |  |  |  | Haeron Modules | Schneider Electric | HR-320W | [5 empty] | Group Captive | HSEPL | Clean Solar Power Bellary Private Limited | Meera Corporation Kr | - | NA
BELLARY_BLOCK_2 | BELLARY_BLOCK_2_SMB2.3_S-5 | PV Solar Module String | - | BELLARY_BLOCK_2_SMB2.3 | 13.44 |  |  | 42 | Modules |  |  |  | Out of Warranty | Haeron Modules |  |  |  |  | Haeron Modules | Schneider Electric | HR-320W | [5 empty] | Group Captive | HSEPL | Clean Solar Power Bellary Private Limited | Meera Corporation Kr | - | NA
BELLARY_BLOCK_2 | BELLARY_BLOCK_2_SMB2.3_S-6 | PV Solar Module String | - | BELLARY_BLOCK_2_SMB2.3 | 13.44 |  |  | 42 | Modules |  |  |  | Out of Warranty | Haeron Modules |  |  |  |  | Haeron Modules | Schneider Electric | HR-320W | [5 empty] | Group Captive | HSEPL | Clean Solar Power Bellary Private Limited | Meera Corporation Kr | - | NA
BELLARY_BLOCK_2 | BELLARY_BLOCK_2_SMB2.3_S-7 | PV Solar Module String | - | BELLARY_BLOCK_2_SMB2.3 | 13.44 |  |  | 42 | Modules |  |  |  | Out of Warranty | Haeron Modules |  |  |  |  | Haeron Modules | Schneider Electric | HR-320W | [5 empty] | Group Captive | HSEPL | Clean Solar Power Bellary Private Limited | Meera Corporation Kr | - | NA
BELLARY_BLOCK_2 | BELLARY_BLOCK_2_SMB2.3_S-8 | PV Solar Module String | - | BELLARY_BLOCK_2_SMB2.3 | 13.44 |  |  | 42 | Modules |  |  |  | Out of Warranty | Haeron Modules |  |  |  |  | Haeron Modules | Schneider Electric | HR-320W | [5 empty] | Group Captive | HSEPL | Clean Solar Power Bellary Private Limited | Meera Corporation Kr | - | NA
BELLARY_BLOCK_2 | BELLARY_BLOCK_2_SMB2.3_S-9 | PV Solar Module String | - | BELLARY_BLOCK_2_SMB2.3 | 13.44 |  |  | 42 | Modules |  |  |  | Out of Warranty | Haeron Modules |  |  |  |  | Haeron Modules | Schneider Electric | HR-320W | [5 empty] | Group Captive | HSEPL | Clean Solar Power Bellary Private Limited | Meera Corporation Kr | - | NA
BELLARY_BLOCK_2 | BELLARY_BLOCK_2_SMB2.3_S-10 | PV Solar Module String | - | BELLARY_BLOCK_2_SMB2.3 | 13.44 |  |  | 42 | Modules |  |  |  | Out of Warranty | Haeron Modules |  |  |  |  | Haeron Modules | Schneider Electric | HR-320W | [5 empty] | Group Captive | HSEPL | Clean Solar Power Bellary Private Limited | Meera Corporation Kr | - | NA
BELLARY_BLOCK_2 | BELLARY_BLOCK_2_SMB2.3_S-11 | PV Solar Module String | - | BELLARY_BLOCK_2_SMB2.3 | 13.44 |  |  | 42 | Modules |  |  |  | Out of Warranty | Haeron Modules |  |  |  |  | Haeron Modules | Schneider Electric | HR-320W | [5 empty] | Group Captive | HSEPL | Clean Solar Power Bellary Private Limited | Meera Corporation Kr | - | NA
BELLARY_BLOCK_2 | BELLARY_BLOCK_2_SMB2.3_S-12 | PV Solar Module String | - | BELLARY_BLOCK_2_SMB2.3 | 13.44 |  |  | 42 | Modules |  |  |  | Out of Warranty | Haeron Modules |  |  |  |  | Haeron Modules | Schneider Electric | HR-320W | [5 empty] | Group Captive | HSEPL | Clean Solar Power Bellary Private Limited | Meera Corporation Kr | - | NA
BELLARY_BLOCK_2 | BELLARY_BLOCK_2_SMB2.3_S-13 | PV Solar Module String | - | BELLARY_BLOCK_2_SMB2.3 | 13.44 |  |  | 42 | Modules |  |  |  | Out of Warranty | Haeron Modules |  |  |  |  | Haeron Modules | Schneider Electric | HR-320W | [5 empty] | Group Captive | HSEPL | Clean Solar Power Bellary Private Limited | Meera Corporation Kr | - | NA
BELLARY_BLOCK_2 | BELLARY_BLOCK_2_SMB2.4_S-1 | PV Solar Module String | - | BELLARY_BLOCK_2_SMB2.4 | 13.44 |  |  | 42 | Modules |  |  |  | Out of Warranty | Haeron Modules |  |  |  |  | Haeron Modules | Schneider Electric | HR-320W | [5 empty] | Group Captive | HSEPL | Clean Solar Power Bellary Private Limited | Meera Corporation Kr | - | NA
BELLARY_BLOCK_2 | BELLARY_BLOCK_2_SMB2.4_S-2 | PV Solar Module String | - | BELLARY_BLOCK_2_SMB2.4 | 13.44 |  |  | 42 | Modules |  |  |  | Out of Warranty | Haeron Modules |  |  |  |  | Haeron Modules | Schneider Electric | HR-320W | [5 empty] | Group Captive | HSEPL | Clean Solar Power Bellary Private Limited | Meera Corporation Kr | - | NA
BELLARY_BLOCK_2 | BELLARY_BLOCK_2_SMB2.4_S-3 | PV Solar Module String | - | BELLARY_BLOCK_2_SMB2.4 | 13.44 |  |  | 42 | Modules |  |  |  | Out of Warranty | Haeron Modules |  |  |  |  | Haeron Modules | Schneider Electric | HR-320W | [5 empty] | Group Captive | HSEPL | Clean Solar Power Bellary Private Limited | Meera Corporation Kr | - | NA
BELLARY_BLOCK_2 | BELLARY_BLOCK_2_SMB2.4_S-4 | PV Solar Module String | - | BELLARY_BLOCK_2_SMB2.4 | 13.44 |  |  | 42 | Modules |  |  |  | Out of Warranty | Haeron Modules |  |  |  |  | Haeron Modules | Schneider Electric | HR-320W | [5 empty] | Group Captive | HSEPL | Clean Solar Power Bellary Private Limited | Meera Corporation Kr | - | NA
BELLARY_BLOCK_2 | BELLARY_BLOCK_2_SMB2.4_S-5 | PV Solar Module String | - | BELLARY_BLOCK_2_SMB2.4 | 13.44 |  |  | 42 | Modules |  |  |  | Out of Warranty | Haeron Modules |  |  |  |  | Haeron Modules | Schneider Electric | HR-320W | [5 empty] | Group Captive | HSEPL | Clean Solar Power Bellary Private Limited | Meera Corporation Kr | - | NA
BELLARY_BLOCK_2 | BELLARY_BLOCK_2_SMB2.4_S-6 | PV Solar Module String | - | BELLARY_BLOCK_2_SMB2.4 | 13.44 |  |  | 42 | Modules |  |  |  | Out of Warranty | Haeron Modules |  |  |  |  | Haeron Modules | Schneider Electric | HR-320W | [5 empty] | Group Captive | HSEPL | Clean Solar Power Bellary Private Limited | Meera Corporation Kr | - | NA
BELLARY_BLOCK_2 | BELLARY_BLOCK_2_SMB2.4_S-7 | PV Solar Module String | - | BELLARY_BLOCK_2_SMB2.4 | 13.44 |  |  | 42 | Modules |  |  |  | Out of Warranty | Haeron Modules |  |  |  |  | Haeron Modules | Schneider Electric | HR-320W | [5 empty] | Group Captive | HSEPL | Clean Solar Power Bellary Private Limited | Meera Corporation Kr | - | NA
BELLARY_BLOCK_2 | BELLARY_BLOCK_2_SMB2.4_S-8 | PV Solar Module String | - | BELLARY_BLOCK_2_SMB2.4 | 13.44 |  |  | 42 | Modules |  |  |  | Out of Warranty | Haeron Modules |  |  |  |  | Haeron Modules | Schneider Electric | HR-320W | [5 empty] | Group Captive | HSEPL | Clean Solar Power Bellary Private Limited | Meera Corporation Kr | - | NA
BELLARY_BLOCK_2 | BELLARY_BLOCK_2_SMB2.4_S-9 | PV Solar Module String | - | BELLARY_BLOCK_2_SMB2.4 | 13.44 |  |  | 42 | Modules |  |  |  | Out of Warranty | Haeron Modules |  |  |  |  | Haeron Modules | Schneider Electric | HR-320W | [5 empty] | Group Captive | HSEPL | Clean Solar Power Bellary Private Limited | Meera Corporation Kr | - | NA
BELLARY_BLOCK_2 | BELLARY_BLOCK_2_SMB2.4_S-10 | PV Solar Module String | - | BELLARY_BLOCK_2_SMB2.4 | 13.44 |  |  | 42 | Modules |  |  |  | Out of Warranty | Haeron Modules |  |  |  |  | Haeron Modules | Schneider Electric | HR-320W | [5 empty] | Group Captive | HSEPL | Clean Solar Power Bellary Private Limited | Meera Corporation Kr | - | NA
BELLARY_BLOCK_2 | BELLARY_BLOCK_2_SMB2.4_S-11 | PV Solar Module String | - | BELLARY_BLOCK_2_SMB2.4 | 13.44 |  |  | 42 | Modules |  |  |  | Out of Warranty | Haeron Modules |  |  |  |  | Haeron Modules | Schneider Electric | HR-320W | [5 empty] | Group Captive | HSEPL | Clean Solar Power Bellary Private Limited | Meera Corporation Kr | - | NA
BELLARY_BLOCK_2 | BELLARY_BLOCK_2_SMB2.4_S-12 | PV Solar Module String | - | BELLARY_BLOCK_2_SMB2.4 | 13.44 |  |  | 42 | Modules |  |  |  | Out of Warranty | Haeron Modules |  |  |  |  | Haeron Modules | Schneider Electric | HR-320W | [5 empty] | Group Captive | HSEPL | Clean Solar Power Bellary Private Limited | Meera Corporation Kr | - | NA
BELLARY_BLOCK_2 | BELLARY_BLOCK_2_SMB2.4_S-13 | PV Solar Module String | - | BELLARY_BLOCK_2_SMB2.4 | 13.44 |  |  | 42 | Modules |  |  |  | Out of Warranty | Haeron Modules |  |  |  |  | Haeron Modules | Schneider Electric | HR-320W | [5 empty] | Group Captive | HSEPL | Clean Solar Power Bellary Private Limited | Meera Corporation Kr | - | NA
BELLARY_BLOCK_2 | BELLARY_BLOCK_2_SMB3.1_S-1 | PV Solar Module String | - | BELLARY_BLOCK_2_SMB3.1 | 13.44 |  |  | 42 | Modules |  |  |  | Out of Warranty | Haeron Modules |  |  |  |  | Haeron Modules | Schneider Electric | HR-320W | [5 empty] | Group Captive | HSEPL | Clean Solar Power Bellary Private Limited | Meera Corporation Kr | - | NA
BELLARY_BLOCK_2 | BELLARY_BLOCK_2_SMB3.1_S-2 | PV Solar Module String | - | BELLARY_BLOCK_2_SMB3.1 | 13.44 |  |  | 42 | Modules |  |  |  | Out of Warranty | Haeron Modules |  |  |  |  | Haeron Modules | Schneider Electric | HR-320W | [5 empty] | Group Captive | HSEPL | Clean Solar Power Bellary Private Limited | Meera Corporation Kr | - | NA
BELLARY_BLOCK_2 | BELLARY_BLOCK_2_SMB3.1_S-3 | PV Solar Module String | - | BELLARY_BLOCK_2_SMB3.1 | 13.44 |  |  | 42 | Modules |  |  |  | Out of Warranty | Haeron Modules |  |  |  |  | Haeron Modules | Schneider Electric | HR-320W | [5 empty] | Group Captive | HSEPL | Clean Solar Power Bellary Private Limited | Meera Corporation Kr | - | NA
BELLARY_BLOCK_2 | BELLARY_BLOCK_2_SMB3.1_S-4 | PV Solar Module String | - | BELLARY_BLOCK_2_SMB3.1 | 13.44 |  |  | 42 | Modules |  |  |  | Out of Warranty | Haeron Modules |  |  |  |  | Haeron Modules | Schneider Electric | HR-320W | [5 empty] | Group Captive | HSEPL | Clean Solar Power Bellary Private Limited | Meera Corporation Kr | - | NA
BELLARY_BLOCK_2 | BELLARY_BLOCK_2_SMB3.1_S-5 | PV Solar Module String | - | BELLARY_BLOCK_2_SMB3.1 | 13.44 |  |  | 42 | Modules |  |  |  | Out of Warranty | Haeron Modules |  |  |  |  | Haeron Modules | Schneider Electric | HR-320W | [5 empty] | Group Captive | HSEPL | Clean Solar Power Bellary Private Limited | Meera Corporation Kr | - | NA
BELLARY_BLOCK_2 | BELLARY_BLOCK_2_SMB3.1_S-6 | PV Solar Module String | - | BELLARY_BLOCK_2_SMB3.1 | 13.44 |  |  | 42 | Modules |  |  |  | Out of Warranty | Haeron Modules |  |  |  |  | Haeron Modules | Schneider Electric | HR-320W | [5 empty] | Group Captive | HSEPL | Clean Solar Power Bellary Private Limited | Meera Corporation Kr | - | NA
BELLARY_BLOCK_2 | BELLARY_BLOCK_2_SMB3.1_S-7 | PV Solar Module String | - | BELLARY_BLOCK_2_SMB3.1 | 13.44 |  |  | 42 | Modules |  |  |  | Out of Warranty | Haeron Modules |  |  |  |  | Haeron Modules | Schneider Electric | HR-320W | [5 empty] | Group Captive | HSEPL | Clean Solar Power Bellary Private Limited | Meera Corporation Kr | - | NA
BELLARY_BLOCK_2 | BELLARY_BLOCK_2_SMB3.1_S-8 | PV Solar Module String | - | BELLARY_BLOCK_2_SMB3.1 | 13.44 |  |  | 42 | Modules |  |  |  | Out of Warranty | Haeron Modules |  |  |  |  | Haeron Modules | Schneider Electric | HR-320W | [5 empty] | Group Captive | HSEPL | Clean Solar Power Bellary Private Limited | Meera Corporation Kr | - | NA
BELLARY_BLOCK_2 | BELLARY_BLOCK_2_SMB3.1_S-9 | PV Solar Module String | - | BELLARY_BLOCK_2_SMB3.1 | 13.44 |  |  | 42 | Modules |  |  |  | Out of Warranty | Haeron Modules |  |  |  |  | Haeron Modules | Schneider Electric | HR-320W | [5 empty] | Group Captive | HSEPL | Clean Solar Power Bellary Private Limited | Meera Corporation Kr | - | NA
BELLARY_BLOCK_2 | BELLARY_BLOCK_2_SMB3.1_S-10 | PV Solar Module String | - | BELLARY_BLOCK_2_SMB3.1 | 13.44 |  |  | 42 | Modules |  |  |  | Out of Warranty | Haeron Modules |  |  |  |  | Haeron Modules | Schneider Electric | HR-320W | [5 empty] | Group Captive | HSEPL | Clean Solar Power Bellary Private Limited | Meera Corporation Kr | - | NA
BELLARY_BLOCK_2 | BELLARY_BLOCK_2_SMB3.1_S-11 | PV Solar Module String | - | BELLARY_BLOCK_2_SMB3.1 | 13.44 |  |  | 42 | Modules |  |  |  | Out of Warranty | Haeron Modules |  |  |  |  | Haeron Modules | Schneider Electric | HR-320W | [5 empty] | Group Captive | HSEPL | Clean Solar Power Bellary Private Limited | Meera Corporation Kr | - | NA
BELLARY_BLOCK_2 | BELLARY_BLOCK_2_SMB3.1_S-12 | PV Solar Module String | - | BELLARY_BLOCK_2_SMB3.1 | 13.44 |  |  | 42 | Modules |  |  |  | Out of Warranty | Haeron Modules |  |  |  |  | Haeron Modules | Schneider Electric | HR-320W | [5 empty] | Group Captive | HSEPL | Clean Solar Power Bellary Private Limited | Meera Corporation Kr | - | NA
BELLARY_BLOCK_2 | BELLARY_BLOCK_2_SMB3.1_S-13 | PV Solar Module String | - | BELLARY_BLOCK_2_SMB3.1 | 13.44 |  |  | 42 | Modules |  |  |  | Out of Warranty | Haeron Modules |  |  |  |  | Haeron Modules | Schneider Electric | HR-320W | [5 empty] | Group Captive | HSEPL | Clean Solar Power Bellary Private Limited | Meera Corporation Kr | - | NA
BELLARY_BLOCK_2 | BELLARY_BLOCK_2_SMB3.1_S-14 | PV Solar Module String | - | BELLARY_BLOCK_2_SMB3.1 | 13.44 |  |  | 42 | Modules |  |  |  | Out of Warranty | Haeron Modules |  |  |  |  | Haeron Modules | Schneider Electric | HR-320W | [5 empty] | Group Captive | HSEPL | Clean Solar Power Bellary Private Limited | Meera Corporation Kr | - | NA
BELLARY_BLOCK_2 | BELLARY_BLOCK_2_SMB3.2_S-1 | PV Solar Module String | - | BELLARY_BLOCK_2_SMB3.2 | 13.44 |  |  | 42 | Modules |  |  |  | Out of Warranty | Haeron Modules |  |  |  |  | Haeron Modules | Schneider Electric | HR-320W | [5 empty] | Group Captive | HSEPL | Clean Solar Power Bellary Private Limited | Meera Corporation Kr | - | NA
BELLARY_BLOCK_2 | BELLARY_BLOCK_2_SMB3.2_S-2 | PV Solar Module String | - | BELLARY_BLOCK_2_SMB3.2 | 13.44 |  |  | 42 | Modules |  |  |  | Out of Warranty | Haeron Modules |  |  |  |  | Haeron Modules | Schneider Electric | HR-320W | [5 empty] | Group Captive | HSEPL | Clean Solar Power Bellary Private Limited | Meera Corporation Kr | - | NA
BELLARY_BLOCK_2 | BELLARY_BLOCK_2_SMB3.2_S-3 | PV Solar Module String | - | BELLARY_BLOCK_2_SMB3.2 | 13.44 |  |  | 42 | Modules |  |  |  | Out of Warranty | Haeron Modules |  |  |  |  | Haeron Modules | Schneider Electric | HR-320W | [5 empty] | Group Captive | HSEPL | Clean Solar Power Bellary Private Limited | Meera Corporation Kr | - | NA
BELLARY_BLOCK_2 | BELLARY_BLOCK_2_SMB3.2_S-4 | PV Solar Module String | - | BELLARY_BLOCK_2_SMB3.2 | 13.44 |  |  | 42 | Modules |  |  |  | Out of Warranty | Haeron Modules |  |  |  |  | Haeron Modules | Schneider Electric | HR-320W | [5 empty] | Group Captive | HSEPL | Clean Solar Power Bellary Private Limited | Meera Corporation Kr | - | NA
BELLARY_BLOCK_2 | BELLARY_BLOCK_2_SMB3.2_S-5 | PV Solar Module String | - | BELLARY_BLOCK_2_SMB3.2 | 13.44 |  |  | 42 | Modules |  |  |  | Out of Warranty | Haeron Modules |  |  |  |  | Haeron Modules | Schneider Electric | HR-320W | [5 empty] | Group Captive | HSEPL | Clean Solar Power Bellary Private Limited | Meera Corporation Kr | - | NA
BELLARY_BLOCK_2 | BELLARY_BLOCK_2_SMB3.2_S-6 | PV Solar Module String | - | BELLARY_BLOCK_2_SMB3.2 | 13.44 |  |  | 42 | Modules |  |  |  | Out of Warranty | Haeron Modules |  |  |  |  | Haeron Modules | Schneider Electric | HR-320W | [5 empty] | Group Captive | HSEPL | Clean Solar Power Bellary Private Limited | Meera Corporation Kr | - | NA
BELLARY_BLOCK_2 | BELLARY_BLOCK_2_SMB3.2_S-7 | PV Solar Module String | - | BELLARY_BLOCK_2_SMB3.2 | 13.44 |  |  | 42 | Modules |  |  |  | Out of Warranty | Haeron Modules |  |  |  |  | Haeron Modules | Schneider Electric | HR-320W | [5 empty] | Group Captive | HSEPL | Clean Solar Power Bellary Private Limited | Meera Corporation Kr | - | NA
BELLARY_BLOCK_2 | BELLARY_BLOCK_2_SMB3.2_S-8 | PV Solar Module String | - | BELLARY_BLOCK_2_SMB3.2 | 13.44 |  |  | 42 | Modules |  |  |  | Out of Warranty | Haeron Modules |  |  |  |  | Haeron Modules | Schneider Electric | HR-320W | [5 empty] | Group Captive | HSEPL | Clean Solar Power Bellary Private Limited | Meera Corporation Kr | - | NA
BELLARY_BLOCK_2 | BELLARY_BLOCK_2_SMB3.2_S-9 | PV Solar Module String | - | BELLARY_BLOCK_2_SMB3.2 | 13.44 |  |  | 42 | Modules |  |  |  | Out of Warranty | Haeron Modules |  |  |  |  | Haeron Modules | Schneider Electric | HR-320W | [5 empty] | Group Captive | HSEPL | Clean Solar Power Bellary Private Limited | Meera Corporation Kr | - | NA
BELLARY_BLOCK_2 | BELLARY_BLOCK_2_SMB3.2_S-10 | PV Solar Module String | - | BELLARY_BLOCK_2_SMB3.2 | 13.44 |  |  | 42 | Modules |  |  |  | Out of Warranty | Haeron Modules |  |  |  |  | Haeron Modules | Schneider Electric | HR-320W | [5 empty] | Group Captive | HSEPL | Clean Solar Power Bellary Private Limited | Meera Corporation Kr | - | NA
BELLARY_BLOCK_2 | BELLARY_BLOCK_2_SMB3.2_S-11 | PV Solar Module String | - | BELLARY_BLOCK_2_SMB3.2 | 13.44 |  |  | 42 | Modules |  |  |  | Out of Warranty | Haeron Modules |  |  |  |  | Haeron Modules | Schneider Electric | HR-320W | [5 empty] | Group Captive | HSEPL | Clean Solar Power Bellary Private Limited | Meera Corporation Kr | - | NA
BELLARY_BLOCK_2 | BELLARY_BLOCK_2_SMB3.2_S-12 | PV Solar Module String | - | BELLARY_BLOCK_2_SMB3.2 | 13.44 |  |  | 42 | Modules |  |  |  | Out of Warranty | Haeron Modules |  |  |  |  | Haeron Modules | Schneider Electric | HR-320W | [5 empty] | Group Captive | HSEPL | Clean Solar Power Bellary Private Limited | Meera Corporation Kr | - | NA
BELLARY_BLOCK_2 | BELLARY_BLOCK_2_SMB3.2_S-13 | PV Solar Module String | - | BELLARY_BLOCK_2_SMB3.2 | 13.44 |  |  | 42 | Modules |  |  |  | Out of Warranty | Haeron Modules |  |  |  |  | Haeron Modules | Schneider Electric | HR-320W | [5 empty] | Group Captive | HSEPL | Clean Solar Power Bellary Private Limited | Meera Corporation Kr | - | NA
BELLARY_BLOCK_2 | BELLARY_BLOCK_2_SMB3.2_S-14 | PV Solar Module String | - | BELLARY_BLOCK_2_SMB3.2 | 13.44 |  |  | 42 | Modules |  |  |  | Out of Warranty | Haeron Modules |  |  |  |  | Haeron Modules | Schneider Electric | HR-320W | [5 empty] | Group Captive | HSEPL | Clean Solar Power Bellary Private Limited | Meera Corporation Kr | - | NA
BELLARY_BLOCK_2 | BELLARY_BLOCK_2_SMB3.3_S-1 | PV Solar Module String | - | BELLARY_BLOCK_2_SMB3.3 | 13.44 |  |  | 42 | Modules |  |  |  | Out of Warranty | Haeron Modules |  |  |  |  | Haeron Modules | Schneider Electric | HR-320W | [5 empty] | Group Captive | HSEPL | Clean Solar Power Bellary Private Limited | Meera Corporation Kr | - | NA
BELLARY_BLOCK_2 | BELLARY_BLOCK_2_SMB3.3_S-2 | PV Solar Module String | - | BELLARY_BLOCK_2_SMB3.3 | 13.44 |  |  | 42 | Modules |  |  |  | Out of Warranty | Haeron Modules |  |  |  |  | Haeron Modules | Schneider Electric | HR-320W | [5 empty] | Group Captive | HSEPL | Clean Solar Power Bellary Private Limited | Meera Corporation Kr | - | NA
BELLARY_BLOCK_2 | BELLARY_BLOCK_2_SMB3.3_S-3 | PV Solar Module String | - | BELLARY_BLOCK_2_SMB3.3 | 13.44 |  |  | 42 | Modules |  |  |  | Out of Warranty | Haeron Modules |  |  |  |  | Haeron Modules | Schneider Electric | HR-320W | [5 empty] | Group Captive | HSEPL | Clean Solar Power Bellary Private Limited | Meera Corporation Kr | - | NA
BELLARY_BLOCK_2 | BELLARY_BLOCK_2_SMB3.3_S-4 | PV Solar Module String | - | BELLARY_BLOCK_2_SMB3.3 | 13.44 |  |  | 42 | Modules |  |  |  | Out of Warranty | Haeron Modules |  |  |  |  | Haeron Modules | Schneider Electric | HR-320W | [5 empty] | Group Captive | HSEPL | Clean Solar Power Bellary Private Limited | Meera Corporation Kr | - | NA
BELLARY_BLOCK_2 | BELLARY_BLOCK_2_SMB3.3_S-5 | PV Solar Module String | - | BELLARY_BLOCK_2_SMB3.3 | 13.44 |  |  | 42 | Modules |  |  |  | Out of Warranty | Haeron Modules |  |  |  |  | Haeron Modules | Schneider Electric | HR-320W | [5 empty] | Group Captive | HSEPL | Clean Solar Power Bellary Private Limited | Meera Corporation Kr | - | NA
BELLARY_BLOCK_2 | BELLARY_BLOCK_2_SMB3.3_S-6 | PV Solar Module String | - | BELLARY_BLOCK_2_SMB3.3 | 13.44 |  |  | 42 | Modules |  |  |  | Out of Warranty | Haeron Modules |  |  |  |  | Haeron Modules | Schneider Electric | HR-320W | [5 empty] | Group Captive | HSEPL | Clean Solar Power Bellary Private Limited | Meera Corporation Kr | - | NA
BELLARY_BLOCK_2 | BELLARY_BLOCK_2_SMB3.3_S-7 | PV Solar Module String | - | BELLARY_BLOCK_2_SMB3.3 | 13.44 |  |  | 42 | Modules |  |  |  | Out of Warranty | Haeron Modules |  |  |  |  | Haeron Modules | Schneider Electric | HR-320W | [5 empty] | Group Captive | HSEPL | Clean Solar Power Bellary Private Limited | Meera Corporation Kr | - | NA
BELLARY_BLOCK_2 | BELLARY_BLOCK_2_SMB3.3_S-8 | PV Solar Module String | - | BELLARY_BLOCK_2_SMB3.3 | 13.44 |  |  | 42 | Modules |  |  |  | Out of Warranty | Haeron Modules |  |  |  |  | Haeron Modules | Schneider Electric | HR-320W | [5 empty] | Group Captive | HSEPL | Clean Solar Power Bellary Private Limited | Meera Corporation Kr | - | NA
BELLARY_BLOCK_2 | BELLARY_BLOCK_2_SMB3.3_S-9 | PV Solar Module String | - | BELLARY_BLOCK_2_SMB3.3 | 13.44 |  |  | 42 | Modules |  |  |  | Out of Warranty | Haeron Modules |  |  |  |  | Haeron Modules | Schneider Electric | HR-320W | [5 empty] | Group Captive | HSEPL | Clean Solar Power Bellary Private Limited | Meera Corporation Kr | - | NA
BELLARY_BLOCK_2 | BELLARY_BLOCK_2_SMB3.3_S-10 | PV Solar Module String | - | BELLARY_BLOCK_2_SMB3.3 | 13.44 |  |  | 42 | Modules |  |  |  | Out of Warranty | Haeron Modules |  |  |  |  | Haeron Modules | Schneider Electric | HR-320W | [5 empty] | Group Captive | HSEPL | Clean Solar Power Bellary Private Limited | Meera Corporation Kr | - | NA
BELLARY_BLOCK_2 | BELLARY_BLOCK_2_SMB3.3_S-11 | PV Solar Module String | - | BELLARY_BLOCK_2_SMB3.3 | 13.44 |  |  | 42 | Modules |  |  |  | Out of Warranty | Haeron Modules |  |  |  |  | Haeron Modules | Schneider Electric | HR-320W | [5 empty] | Group Captive | HSEPL | Clean Solar Power Bellary Private Limited | Meera Corporation Kr | - | NA
BELLARY_BLOCK_2 | BELLARY_BLOCK_2_SMB3.3_S-12 | PV Solar Module String | - | BELLARY_BLOCK_2_SMB3.3 | 13.44 |  |  | 42 | Modules |  |  |  | Out of Warranty | Haeron Modules |  |  |  |  | Haeron Modules | Schneider Electric | HR-320W | [5 empty] | Group Captive | HSEPL | Clean Solar Power Bellary Private Limited | Meera Corporation Kr | - | NA
BELLARY_BLOCK_2 | BELLARY_BLOCK_2_SMB3.3_S-13 | PV Solar Module String | - | BELLARY_BLOCK_2_SMB3.3 | 13.44 |  |  | 42 | Modules |  |  |  | Out of Warranty | Haeron Modules |  |  |  |  | Haeron Modules | Schneider Electric | HR-320W | [5 empty] | Group Captive | HSEPL | Clean Solar Power Bellary Private Limited | Meera Corporation Kr | - | NA
BELLARY_BLOCK_2 | BELLARY_BLOCK_2_SMB3.4_S-1 | PV Solar Module String | - | BELLARY_BLOCK_2_SMB3.4 | 13.44 |  |  | 42 | Modules |  |  |  | Out of Warranty | Haeron Modules |  |  |  |  | Haeron Modules | Schneider Electric | HR-320W | [5 empty] | Group Captive | HSEPL | Clean Solar Power Bellary Private Limited | Meera Corporation Kr | - | NA
BELLARY_BLOCK_2 | BELLARY_BLOCK_2_SMB3.4_S-2 | PV Solar Module String | - | BELLARY_BLOCK_2_SMB3.4 | 13.44 |  |  | 42 | Modules |  |  |  | Out of Warranty | Haeron Modules |  |  |  |  | Haeron Modules | Schneider Electric | HR-320W | [5 empty] | Group Captive | HSEPL | Clean Solar Power Bellary Private Limited | Meera Corporation Kr | - | NA
BELLARY_BLOCK_2 | BELLARY_BLOCK_2_SMB3.4_S-3 | PV Solar Module String | - | BELLARY_BLOCK_2_SMB3.4 | 13.44 |  |  | 42 | Modules |  |  |  | Out of Warranty | Haeron Modules |  |  |  |  | Haeron Modules | Schneider Electric | HR-320W | [5 empty] | Group Captive | HSEPL | Clean Solar Power Bellary Private Limited | Meera Corporation Kr | - | NA
BELLARY_BLOCK_2 | BELLARY_BLOCK_2_SMB3.4_S-4 | PV Solar Module String | - | BELLARY_BLOCK_2_SMB3.4 | 13.44 |  |  | 42 | Modules |  |  |  | Out of Warranty | Haeron Modules |  |  |  |  | Haeron Modules | Schneider Electric | HR-320W | [5 empty] | Group Captive | HSEPL | Clean Solar Power Bellary Private Limited | Meera Corporation Kr | - | NA
BELLARY_BLOCK_2 | BELLARY_BLOCK_2_SMB3.4_S-5 | PV Solar Module String | - | BELLARY_BLOCK_2_SMB3.4 | 13.44 |  |  | 42 | Modules |  |  |  | Out of Warranty | Haeron Modules |  |  |  |  | Haeron Modules | Schneider Electric | HR-320W | [5 empty] | Group Captive | HSEPL | Clean Solar Power Bellary Private Limited | Meera Corporation Kr | - | NA
BELLARY_BLOCK_2 | BELLARY_BLOCK_2_SMB3.4_S-6 | PV Solar Module String | - | BELLARY_BLOCK_2_SMB3.4 | 13.44 |  |  | 42 | Modules |  |  |  | Out of Warranty | Haeron Modules |  |  |  |  | Haeron Modules | Schneider Electric | HR-320W | [5 empty] | Group Captive | HSEPL | Clean Solar Power Bellary Private Limited | Meera Corporation Kr | - | NA
BELLARY_BLOCK_2 | BELLARY_BLOCK_2_SMB3.4_S-7 | PV Solar Module String | - | BELLARY_BLOCK_2_SMB3.4 | 13.44 |  |  | 42 | Modules |  |  |  | Out of Warranty | Haeron Modules |  |  |  |  | Haeron Modules | Schneider Electric | HR-320W | [5 empty] | Group Captive | HSEPL | Clean Solar Power Bellary Private Limited | Meera Corporation Kr | - | NA
BELLARY_BLOCK_2 | BELLARY_BLOCK_2_SMB3.4_S-8 | PV Solar Module String | - | BELLARY_BLOCK_2_SMB3.4 | 13.44 |  |  | 42 | Modules |  |  |  | Out of Warranty | Haeron Modules |  |  |  |  | Haeron Modules | Schneider Electric | HR-320W | [5 empty] | Group Captive | HSEPL | Clean Solar Power Bellary Private Limited | Meera Corporation Kr | - | NA
BELLARY_BLOCK_2 | BELLARY_BLOCK_2_SMB3.4_S-9 | PV Solar Module String | - | BELLARY_BLOCK_2_SMB3.4 | 13.44 |  |  | 42 | Modules |  |  |  | Out of Warranty | Haeron Modules |  |  |  |  | Haeron Modules | Schneider Electric | HR-320W | [5 empty] | Group Captive | HSEPL | Clean Solar Power Bellary Private Limited | Meera Corporation Kr | - | NA
BELLARY_BLOCK_2 | BELLARY_BLOCK_2_SMB3.4_S-10 | PV Solar Module String | - | BELLARY_BLOCK_2_SMB3.4 | 13.44 |  |  | 42 | Modules |  |  |  | Out of Warranty | Haeron Modules |  |  |  |  | Haeron Modules | Schneider Electric | HR-320W | [5 empty] | Group Captive | HSEPL | Clean Solar Power Bellary Private Limited | Meera Corporation Kr | - | NA
BELLARY_BLOCK_2 | BELLARY_BLOCK_2_SMB3.4_S-11 | PV Solar Module String | - | BELLARY_BLOCK_2_SMB3.4 | 13.44 |  |  | 42 | Modules |  |  |  | Out of Warranty | Haeron Modules |  |  |  |  | Haeron Modules | Schneider Electric | HR-320W | [5 empty] | Group Captive | HSEPL | Clean Solar Power Bellary Private Limited | Meera Corporation Kr | - | NA
BELLARY_BLOCK_2 | BELLARY_BLOCK_2_SMB3.4_S-12 | PV Solar Module String | - | BELLARY_BLOCK_2_SMB3.4 | 13.44 |  |  | 42 | Modules |  |  |  | Out of Warranty | Haeron Modules |  |  |  |  | Haeron Modules | Schneider Electric | HR-320W | [5 empty] | Group Captive | HSEPL | Clean Solar Power Bellary Private Limited | Meera Corporation Kr | - | NA
BELLARY_BLOCK_2 | BELLARY_BLOCK_2_SMB3.4_S-13 | PV Solar Module String | - | BELLARY_BLOCK_2_SMB3.4 | 13.44 |  |  | 42 | Modules |  |  |  | Out of Warranty | Haeron Modules |  |  |  |  | Haeron Modules | Schneider Electric | HR-320W | [5 empty] | Group Captive | HSEPL | Clean Solar Power Bellary Private Limited | Meera Corporation Kr | - | NA
BELLARY_BLOCK_2 | BELLARY_BLOCK_2_SMB4.1_S-1 | PV Solar Module String | - | BELLARY_BLOCK_2_SMB4.1 | 13.44 |  |  | 42 | Modules |  |  |  | Out of Warranty | Haeron Modules |  |  |  |  | Haeron Modules | Schneider Electric | HR-320W | [5 empty] | Group Captive | HSEPL | Clean Solar Power Bellary Private Limited | Meera Corporation Kr | - | NA
BELLARY_BLOCK_2 | BELLARY_BLOCK_2_SMB4.1_S-2 | PV Solar Module String | - | BELLARY_BLOCK_2_SMB4.1 | 13.44 |  |  | 42 | Modules |  |  |  | Out of Warranty | Haeron Modules |  |  |  |  | Haeron Modules | Schneider Electric | HR-320W | [5 empty] | Group Captive | HSEPL | Clean Solar Power Bellary Private Limited | Meera Corporation Kr | - | NA
BELLARY_BLOCK_2 | BELLARY_BLOCK_2_SMB4.1_S-3 | PV Solar Module String | - | BELLARY_BLOCK_2_SMB4.1 | 13.44 |  |  | 42 | Modules |  |  |  | Out of Warranty | Haeron Modules |  |  |  |  | Haeron Modules | Schneider Electric | HR-320W | [5 empty] | Group Captive | HSEPL | Clean Solar Power Bellary Private Limited | Meera Corporation Kr | - | NA
BELLARY_BLOCK_2 | BELLARY_BLOCK_2_SMB4.1_S-4 | PV Solar Module String | - | BELLARY_BLOCK_2_SMB4.1 | 13.44 |  |  | 42 | Modules |  |  |  | Out of Warranty | Haeron Modules |  |  |  |  | Haeron Modules | Schneider Electric | HR-320W | [5 empty] | Group Captive | HSEPL | Clean Solar Power Bellary Private Limited | Meera Corporation Kr | - | NA
BELLARY_BLOCK_2 | BELLARY_BLOCK_2_SMB4.1_S-5 | PV Solar Module String | - | BELLARY_BLOCK_2_SMB4.1 | 13.44 |  |  | 42 | Modules |  |  |  | Out of Warranty | Haeron Modules |  |  |  |  | Haeron Modules | Schneider Electric | HR-320W | [5 empty] | Group Captive | HSEPL | Clean Solar Power Bellary Private Limited | Meera Corporation Kr | - | NA
BELLARY_BLOCK_2 | BELLARY_BLOCK_2_SMB4.1_S-6 | PV Solar Module String | - | BELLARY_BLOCK_2_SMB4.1 | 13.44 |  |  | 42 | Modules |  |  |  | Out of Warranty | Haeron Modules |  |  |  |  | Haeron Modules | Schneider Electric | HR-320W | [5 empty] | Group Captive | HSEPL | Clean Solar Power Bellary Private Limited | Meera Corporation Kr | - | NA
BELLARY_BLOCK_2 | BELLARY_BLOCK_2_SMB4.1_S-7 | PV Solar Module String | - | BELLARY_BLOCK_2_SMB4.1 | 13.44 |  |  | 42 | Modules |  |  |  | Out of Warranty | Haeron Modules |  |  |  |  | Haeron Modules | Schneider Electric | HR-320W | [5 empty] | Group Captive | HSEPL | Clean Solar Power Bellary Private Limited | Meera Corporation Kr | - | NA
BELLARY_BLOCK_2 | BELLARY_BLOCK_2_SMB4.1_S-8 | PV Solar Module String | - | BELLARY_BLOCK_2_SMB4.1 | 13.44 |  |  | 42 | Modules |  |  |  | Out of Warranty | Haeron Modules |  |  |  |  | Haeron Modules | Schneider Electric | HR-320W | [5 empty] | Group Captive | HSEPL | Clean Solar Power Bellary Private Limited | Meera Corporation Kr | - | NA
BELLARY_BLOCK_2 | BELLARY_BLOCK_2_SMB4.1_S-9 | PV Solar Module String | - | BELLARY_BLOCK_2_SMB4.1 | 13.44 |  |  | 42 | Modules |  |  |  | Out of Warranty | Haeron Modules |  |  |  |  | Haeron Modules | Schneider Electric | HR-320W | [5 empty] | Group Captive | HSEPL | Clean Solar Power Bellary Private Limited | Meera Corporation Kr | - | NA
BELLARY_BLOCK_2 | BELLARY_BLOCK_2_SMB4.1_S-10 | PV Solar Module String | - | BELLARY_BLOCK_2_SMB4.1 | 13.44 |  |  | 42 | Modules |  |  |  | Out of Warranty | Haeron Modules |  |  |  |  | Haeron Modules | Schneider Electric | HR-320W | [5 empty] | Group Captive | HSEPL | Clean Solar Power Bellary Private Limited | Meera Corporation Kr | - | NA
BELLARY_BLOCK_2 | BELLARY_BLOCK_2_SMB4.1_S-11 | PV Solar Module String | - | BELLARY_BLOCK_2_SMB4.1 | 13.44 |  |  | 42 | Modules |  |  |  | Out of Warranty | Haeron Modules |  |  |  |  | Haeron Modules | Schneider Electric | HR-320W | [5 empty] | Group Captive | HSEPL | Clean Solar Power Bellary Private Limited | Meera Corporation Kr | - | NA
BELLARY_BLOCK_2 | BELLARY_BLOCK_2_SMB4.1_S-12 | PV Solar Module String | - | BELLARY_BLOCK_2_SMB4.1 | 13.44 |  |  | 42 | Modules |  |  |  | Out of Warranty | Haeron Modules |  |  |  |  | Haeron Modules | Schneider Electric | HR-320W | [5 empty] | Group Captive | HSEPL | Clean Solar Power Bellary Private Limited | Meera Corporation Kr | - | NA
BELLARY_BLOCK_2 | BELLARY_BLOCK_2_SMB4.1_S-13 | PV Solar Module String | - | BELLARY_BLOCK_2_SMB4.1 | 13.44 |  |  | 42 | Modules |  |  |  | Out of Warranty | Haeron Modules |  |  |  |  | Haeron Modules | Schneider Electric | HR-320W | [5 empty] | Group Captive | HSEPL | Clean Solar Power Bellary Private Limited | Meera Corporation Kr | - | NA
BELLARY_BLOCK_2 | BELLARY_BLOCK_2_SMB4.1_S-14 | PV Solar Module String | - | BELLARY_BLOCK_2_SMB4.1 | 13.44 |  |  | 42 | Modules |  |  |  | Out of Warranty | Haeron Modules |  |  |  |  | Haeron Modules | Schneider Electric | HR-320W | [5 empty] | Group Captive | HSEPL | Clean Solar Power Bellary Private Limited | Meera Corporation Kr | - | NA
BELLARY_BLOCK_2 | BELLARY_BLOCK_2_SMB4.2_S-1 | PV Solar Module String | - | BELLARY_BLOCK_2_SMB4.2 | 13.44 |  |  | 42 | Modules |  |  |  | Out of Warranty | Haeron Modules |  |  |  |  | Haeron Modules | Schneider Electric | HR-320W | [5 empty] | Group Captive | HSEPL | Clean Solar Power Bellary Private Limited | Meera Corporation Kr | - | NA
BELLARY_BLOCK_2 | BELLARY_BLOCK_2_SMB4.2_S-2 | PV Solar Module String | - | BELLARY_BLOCK_2_SMB4.2 | 13.44 |  |  | 42 | Modules |  |  |  | Out of Warranty | Haeron Modules |  |  |  |  | Haeron Modules | Schneider Electric | HR-320W | [5 empty] | Group Captive | HSEPL | Clean Solar Power Bellary Private Limited | Meera Corporation Kr | - | NA
BELLARY_BLOCK_2 | BELLARY_BLOCK_2_SMB4.2_S-3 | PV Solar Module String | - | BELLARY_BLOCK_2_SMB4.2 | 13.44 |  |  | 42 | Modules |  |  |  | Out of Warranty | Haeron Modules |  |  |  |  | Haeron Modules | Schneider Electric | HR-320W | [5 empty] | Group Captive | HSEPL | Clean Solar Power Bellary Private Limited | Meera Corporation Kr | - | NA
BELLARY_BLOCK_2 | BELLARY_BLOCK_2_SMB4.2_S-4 | PV Solar Module String | - | BELLARY_BLOCK_2_SMB4.2 | 13.44 |  |  | 42 | Modules |  |  |  | Out of Warranty | Haeron Modules |  |  |  |  | Haeron Modules | Schneider Electric | HR-320W | [5 empty] | Group Captive | HSEPL | Clean Solar Power Bellary Private Limited | Meera Corporation Kr | - | NA
BELLARY_BLOCK_2 | BELLARY_BLOCK_2_SMB4.2_S-5 | PV Solar Module String | - | BELLARY_BLOCK_2_SMB4.2 | 13.44 |  |  | 42 | Modules |  |  |  | Out of Warranty | Haeron Modules |  |  |  |  | Haeron Modules | Schneider Electric | HR-320W | [5 empty] | Group Captive | HSEPL | Clean Solar Power Bellary Private Limited | Meera Corporation Kr | - | NA
BELLARY_BLOCK_2 | BELLARY_BLOCK_2_SMB4.2_S-6 | PV Solar Module String | - | BELLARY_BLOCK_2_SMB4.2 | 13.44 |  |  | 42 | Modules |  |  |  | Out of Warranty | Haeron Modules |  |  |  |  | Haeron Modules | Schneider Electric | HR-320W | [5 empty] | Group Captive | HSEPL | Clean Solar Power Bellary Private Limited | Meera Corporation Kr | - | NA
BELLARY_BLOCK_2 | BELLARY_BLOCK_2_SMB4.2_S-7 | PV Solar Module String | - | BELLARY_BLOCK_2_SMB4.2 | 13.44 |  |  | 42 | Modules |  |  |  | Out of Warranty | Haeron Modules |  |  |  |  | Haeron Modules | Schneider Electric | HR-320W | [5 empty] | Group Captive | HSEPL | Clean Solar Power Bellary Private Limited | Meera Corporation Kr | - | NA
BELLARY_BLOCK_2 | BELLARY_BLOCK_2_SMB4.2_S-8 | PV Solar Module String | - | BELLARY_BLOCK_2_SMB4.2 | 13.44 |  |  | 42 | Modules |  |  |  | Out of Warranty | Haeron Modules |  |  |  |  | Haeron Modules | Schneider Electric | HR-320W | [5 empty] | Group Captive | HSEPL | Clean Solar Power Bellary Private Limited | Meera Corporation Kr | - | NA
BELLARY_BLOCK_2 | BELLARY_BLOCK_2_SMB4.2_S-9 | PV Solar Module String | - | BELLARY_BLOCK_2_SMB4.2 | 13.44 |  |  | 42 | Modules |  |  |  | Out of Warranty | Haeron Modules |  |  |  |  | Haeron Modules | Schneider Electric | HR-320W | [5 empty] | Group Captive | HSEPL | Clean Solar Power Bellary Private Limited | Meera Corporation Kr | - | NA
BELLARY_BLOCK_2 | BELLARY_BLOCK_2_SMB4.2_S-10 | PV Solar Module String | - | BELLARY_BLOCK_2_SMB4.2 | 13.44 |  |  | 42 | Modules |  |  |  | Out of Warranty | Haeron Modules |  |  |  |  | Haeron Modules | Schneider Electric | HR-320W | [5 empty] | Group Captive | HSEPL | Clean Solar Power Bellary Private Limited | Meera Corporation Kr | - | NA
BELLARY_BLOCK_2 | BELLARY_BLOCK_2_SMB4.2_S-11 | PV Solar Module String | - | BELLARY_BLOCK_2_SMB4.2 | 13.44 |  |  | 42 | Modules |  |  |  | Out of Warranty | Haeron Modules |  |  |  |  | Haeron Modules | Schneider Electric | HR-320W | [5 empty] | Group Captive | HSEPL | Clean Solar Power Bellary Private Limited | Meera Corporation Kr | - | NA
BELLARY_BLOCK_2 | BELLARY_BLOCK_2_SMB4.2_S-12 | PV Solar Module String | - | BELLARY_BLOCK_2_SMB4.2 | 13.44 |  |  | 42 | Modules |  |  |  | Out of Warranty | Haeron Modules |  |  |  |  | Haeron Modules | Schneider Electric | HR-320W | [5 empty] | Group Captive | HSEPL | Clean Solar Power Bellary Private Limited | Meera Corporation Kr | - | NA
BELLARY_BLOCK_2 | BELLARY_BLOCK_2_SMB4.2_S-13 | PV Solar Module String | - | BELLARY_BLOCK_2_SMB4.2 | 13.44 |  |  | 42 | Modules |  |  |  | Out of Warranty | Haeron Modules |  |  |  |  | Haeron Modules | Schneider Electric | HR-320W | [5 empty] | Group Captive | HSEPL | Clean Solar Power Bellary Private Limited | Meera Corporation Kr | - | NA
BELLARY_BLOCK_2 | BELLARY_BLOCK_2_SMB4.2_S-14 | PV Solar Module String | - | BELLARY_BLOCK_2_SMB4.2 | 13.44 |  |  | 42 | Modules |  |  |  | Out of Warranty | Haeron Modules |  |  |  |  | Haeron Modules | Schneider Electric | HR-320W | [5 empty] | Group Captive | HSEPL | Clean Solar Power Bellary Private Limited | Meera Corporation Kr | - | NA
BELLARY_BLOCK_2 | BELLARY_BLOCK_2_SMB4.3_S-1 | PV Solar Module String | - | BELLARY_BLOCK_2_SMB4.3 | 13.44 |  |  | 42 | Modules |  |  |  | Out of Warranty | Haeron Modules |  |  |  |  | Haeron Modules | Schneider Electric | HR-320W | [5 empty] | Group Captive | HSEPL | Clean Solar Power Bellary Private Limited | Meera Corporation Kr | - | NA
BELLARY_BLOCK_2 | BELLARY_BLOCK_2_SMB4.3_S-2 | PV Solar Module String | - | BELLARY_BLOCK_2_SMB4.3 | 13.44 |  |  | 42 | Modules |  |  |  | Out of Warranty | Haeron Modules |  |  |  |  | Haeron Modules | Schneider Electric | HR-320W | [5 empty] | Group Captive | HSEPL | Clean Solar Power Bellary Private Limited | Meera Corporation Kr | - | NA
BELLARY_BLOCK_2 | BELLARY_BLOCK_2_SMB4.3_S-3 | PV Solar Module String | - | BELLARY_BLOCK_2_SMB4.3 | 13.44 |  |  | 42 | Modules |  |  |  | Out of Warranty | Haeron Modules |  |  |  |  | Haeron Modules | Schneider Electric | HR-320W | [5 empty] | Group Captive | HSEPL | Clean Solar Power Bellary Private Limited | Meera Corporation Kr | - | NA
BELLARY_BLOCK_2 | BELLARY_BLOCK_2_SMB4.3_S-4 | PV Solar Module String | - | BELLARY_BLOCK_2_SMB4.3 | 13.44 |  |  | 42 | Modules |  |  |  | Out of Warranty | Haeron Modules |  |  |  |  | Haeron Modules | Schneider Electric | HR-320W | [5 empty] | Group Captive | HSEPL | Clean Solar Power Bellary Private Limited | Meera Corporation Kr | - | NA
BELLARY_BLOCK_2 | BELLARY_BLOCK_2_SMB4.3_S-5 | PV Solar Module String | - | BELLARY_BLOCK_2_SMB4.3 | 13.44 |  |  | 42 | Modules |  |  |  | Out of Warranty | Haeron Modules |  |  |  |  | Haeron Modules | Schneider Electric | HR-320W | [5 empty] | Group Captive | HSEPL | Clean Solar Power Bellary Private Limited | Meera Corporation Kr | - | NA
BELLARY_BLOCK_2 | BELLARY_BLOCK_2_SMB4.3_S-6 | PV Solar Module String | - | BELLARY_BLOCK_2_SMB4.3 | 13.44 |  |  | 42 | Modules |  |  |  | Out of Warranty | Haeron Modules |  |  |  |  | Haeron Modules | Schneider Electric | HR-320W | [5 empty] | Group Captive | HSEPL | Clean Solar Power Bellary Private Limited | Meera Corporation Kr | - | NA
BELLARY_BLOCK_2 | BELLARY_BLOCK_2_SMB4.3_S-7 | PV Solar Module String | - | BELLARY_BLOCK_2_SMB4.3 | 13.44 |  |  | 42 | Modules |  |  |  | Out of Warranty | Haeron Modules |  |  |  |  | Haeron Modules | Schneider Electric | HR-320W | [5 empty] | Group Captive | HSEPL | Clean Solar Power Bellary Private Limited | Meera Corporation Kr | - | NA
BELLARY_BLOCK_2 | BELLARY_BLOCK_2_SMB4.3_S-8 | PV Solar Module String | - | BELLARY_BLOCK_2_SMB4.3 | 13.44 |  |  | 42 | Modules |  |  |  | Out of Warranty | Haeron Modules |  |  |  |  | Haeron Modules | Schneider Electric | HR-320W | [5 empty] | Group Captive | HSEPL | Clean Solar Power Bellary Private Limited | Meera Corporation Kr | - | NA
BELLARY_BLOCK_2 | BELLARY_BLOCK_2_SMB4.3_S-9 | PV Solar Module String | - | BELLARY_BLOCK_2_SMB4.3 | 13.44 |  |  | 42 | Modules |  |  |  | Out of Warranty | Haeron Modules |  |  |  |  | Haeron Modules | Schneider Electric | HR-320W | [5 empty] | Group Captive | HSEPL | Clean Solar Power Bellary Private Limited | Meera Corporation Kr | - | NA
BELLARY_BLOCK_2 | BELLARY_BLOCK_2_SMB4.3_S-10 | PV Solar Module String | - | BELLARY_BLOCK_2_SMB4.3 | 13.44 |  |  | 42 | Modules |  |  |  | Out of Warranty | Haeron Modules |  |  |  |  | Haeron Modules | Schneider Electric | HR-320W | [5 empty] | Group Captive | HSEPL | Clean Solar Power Bellary Private Limited | Meera Corporation Kr | - | NA
BELLARY_BLOCK_2 | BELLARY_BLOCK_2_SMB4.3_S-11 | PV Solar Module String | - | BELLARY_BLOCK_2_SMB4.3 | 13.44 |  |  | 42 | Modules |  |  |  | Out of Warranty | Haeron Modules |  |  |  |  | Haeron Modules | Schneider Electric | HR-320W | [5 empty] | Group Captive | HSEPL | Clean Solar Power Bellary Private Limited | Meera Corporation Kr | - | NA
BELLARY_BLOCK_2 | BELLARY_BLOCK_2_SMB4.3_S-12 | PV Solar Module String | - | BELLARY_BLOCK_2_SMB4.3 | 13.44 |  |  | 42 | Modules |  |  |  | Out of Warranty | Haeron Modules |  |  |  |  | Haeron Modules | Schneider Electric | HR-320W | [5 empty] | Group Captive | HSEPL | Clean Solar Power Bellary Private Limited | Meera Corporation Kr | - | NA
BELLARY_BLOCK_2 | BELLARY_BLOCK_2_SMB4.3_S-13 | PV Solar Module String | - | BELLARY_BLOCK_2_SMB4.3 | 13.44 |  |  | 42 | Modules |  |  |  | Out of Warranty | Haeron Modules |  |  |  |  | Haeron Modules | Schneider Electric | HR-320W | [5 empty] | Group Captive | HSEPL | Clean Solar Power Bellary Private Limited | Meera Corporation Kr | - | NA
BELLARY_BLOCK_2 | BELLARY_BLOCK_2_SMB4.4_S-1 | PV Solar Module String | - | BELLARY_BLOCK_2_SMB4.4 | 13.44 |  |  | 42 | Modules |  |  |  | Out of Warranty | Haeron Modules |  |  |  |  | Haeron Modules | Schneider Electric | HR-320W | [5 empty] | Group Captive | HSEPL | Clean Solar Power Bellary Private Limited | Meera Corporation Kr | - | NA
BELLARY_BLOCK_2 | BELLARY_BLOCK_2_SMB4.4_S-2 | PV Solar Module String | - | BELLARY_BLOCK_2_SMB4.4 | 13.44 |  |  | 42 | Modules |  |  |  | Out of Warranty | Haeron Modules |  |  |  |  | Haeron Modules | Schneider Electric | HR-320W | [5 empty] | Group Captive | HSEPL | Clean Solar Power Bellary Private Limited | Meera Corporation Kr | - | NA
BELLARY_BLOCK_2 | BELLARY_BLOCK_2_SMB4.4_S-3 | PV Solar Module String | - | BELLARY_BLOCK_2_SMB4.4 | 13.44 |  |  | 42 | Modules |  |  |  | Out of Warranty | Haeron Modules |  |  |  |  | Haeron Modules | Schneider Electric | HR-320W | [5 empty] | Group Captive | HSEPL | Clean Solar Power Bellary Private Limited | Meera Corporation Kr | - | NA
BELLARY_BLOCK_2 | BELLARY_BLOCK_2_SMB4.4_S-4 | PV Solar Module String | - | BELLARY_BLOCK_2_SMB4.4 | 13.44 |  |  | 42 | Modules |  |  |  | Out of Warranty | Haeron Modules |  |  |  |  | Haeron Modules | Schneider Electric | HR-320W | [5 empty] | Group Captive | HSEPL | Clean Solar Power Bellary Private Limited | Meera Corporation Kr | - | NA
BELLARY_BLOCK_2 | BELLARY_BLOCK_2_SMB4.4_S-5 | PV Solar Module String | - | BELLARY_BLOCK_2_SMB4.4 | 13.44 |  |  | 42 | Modules |  |  |  | Out of Warranty | Haeron Modules |  |  |  |  | Haeron Modules | Schneider Electric | HR-320W | [5 empty] | Group Captive | HSEPL | Clean Solar Power Bellary Private Limited | Meera Corporation Kr | - | NA
BELLARY_BLOCK_2 | BELLARY_BLOCK_2_SMB4.4_S-6 | PV Solar Module String | - | BELLARY_BLOCK_2_SMB4.4 | 13.44 |  |  | 42 | Modules |  |  |  | Out of Warranty | Haeron Modules |  |  |  |  | Haeron Modules | Schneider Electric | HR-320W | [5 empty] | Group Captive | HSEPL | Clean Solar Power Bellary Private Limited | Meera Corporation Kr | - | NA
BELLARY_BLOCK_2 | BELLARY_BLOCK_2_SMB4.4_S-7 | PV Solar Module String | - | BELLARY_BLOCK_2_SMB4.4 | 13.44 |  |  | 42 | Modules |  |  |  | Out of Warranty | Haeron Modules |  |  |  |  | Haeron Modules | Schneider Electric | HR-320W | [5 empty] | Group Captive | HSEPL | Clean Solar Power Bellary Private Limited | Meera Corporation Kr | - | NA
BELLARY_BLOCK_2 | BELLARY_BLOCK_2_SMB4.4_S-8 | PV Solar Module String | - | BELLARY_BLOCK_2_SMB4.4 | 13.44 |  |  | 42 | Modules |  |  |  | Out of Warranty | Haeron Modules |  |  |  |  | Haeron Modules | Schneider Electric | HR-320W | [5 empty] | Group Captive | HSEPL | Clean Solar Power Bellary Private Limited | Meera Corporation Kr | - | NA
BELLARY_BLOCK_2 | BELLARY_BLOCK_2_SMB4.4_S-9 | PV Solar Module String | - | BELLARY_BLOCK_2_SMB4.4 | 13.44 |  |  | 42 | Modules |  |  |  | Out of Warranty | Haeron Modules |  |  |  |  | Haeron Modules | Schneider Electric | HR-320W | [5 empty] | Group Captive | HSEPL | Clean Solar Power Bellary Private Limited | Meera Corporation Kr | - | NA
BELLARY_BLOCK_2 | BELLARY_BLOCK_2_SMB4.4_S-10 | PV Solar Module String | - | BELLARY_BLOCK_2_SMB4.4 | 13.44 |  |  | 42 | Modules |  |  |  | Out of Warranty | Haeron Modules |  |  |  |  | Haeron Modules | Schneider Electric | HR-320W | [5 empty] | Group Captive | HSEPL | Clean Solar Power Bellary Private Limited | Meera Corporation Kr | - | NA
BELLARY_BLOCK_2 | BELLARY_BLOCK_2_SMB4.4_S-11 | PV Solar Module String | - | BELLARY_BLOCK_2_SMB4.4 | 13.44 |  |  | 42 | Modules |  |  |  | Out of Warranty | Haeron Modules |  |  |  |  | Haeron Modules | Schneider Electric | HR-320W | [5 empty] | Group Captive | HSEPL | Clean Solar Power Bellary Private Limited | Meera Corporation Kr | - | NA
BELLARY_BLOCK_2 | BELLARY_BLOCK_2_SMB4.4_S-12 | PV Solar Module String | - | BELLARY_BLOCK_2_SMB4.4 | 13.44 |  |  | 42 | Modules |  |  |  | Out of Warranty | Haeron Modules |  |  |  |  | Haeron Modules | Schneider Electric | HR-320W | [5 empty] | Group Captive | HSEPL | Clean Solar Power Bellary Private Limited | Meera Corporation Kr | - | NA
BELLARY_BLOCK_2 | BELLARY_BLOCK_2_SMB4.4_S-13 | PV Solar Module String | - | BELLARY_BLOCK_2_SMB4.4 | 13.44 |  |  | 42 | Modules |  |  |  | Out of Warranty | Haeron Modules |  |  |  |  | Haeron Modules | Schneider Electric | HR-320W | [5 empty] | Group Captive | HSEPL | Clean Solar Power Bellary Private Limited | Meera Corporation Kr | - | NA
BELLARY_BLOCK_2 | BELLARY_BLOCK_2_SMB5.1_S-1 | PV Solar Module String | - | BELLARY_BLOCK_2_SMB5.1 | 13.44 |  |  | 42 | Modules |  |  |  | Out of Warranty | Haeron Modules |  |  |  |  | Haeron Modules | Schneider Electric | HR-320W | [5 empty] | Group Captive | HSEPL | Clean Solar Power Bellary Private Limited | Meera Corporation Kr | - | NA
BELLARY_BLOCK_2 | BELLARY_BLOCK_2_SMB5.1_S-2 | PV Solar Module String | - | BELLARY_BLOCK_2_SMB5.1 | 13.44 |  |  | 42 | Modules |  |  |  | Out of Warranty | Haeron Modules |  |  |  |  | Haeron Modules | Schneider Electric | HR-320W | [5 empty] | Group Captive | HSEPL | Clean Solar Power Bellary Private Limited | Meera Corporation Kr | - | NA
BELLARY_BLOCK_2 | BELLARY_BLOCK_2_SMB5.1_S-3 | PV Solar Module String | - | BELLARY_BLOCK_2_SMB5.1 | 13.44 |  |  | 42 | Modules |  |  |  | Out of Warranty | Haeron Modules |  |  |  |  | Haeron Modules | Schneider Electric | HR-320W | [5 empty] | Group Captive | HSEPL | Clean Solar Power Bellary Private Limited | Meera Corporation Kr | - | NA
BELLARY_BLOCK_2 | BELLARY_BLOCK_2_SMB5.1_S-4 | PV Solar Module String | - | BELLARY_BLOCK_2_SMB5.1 | 13.44 |  |  | 42 | Modules |  |  |  | Out of Warranty | Haeron Modules |  |  |  |  | Haeron Modules | Schneider Electric | HR-320W | [5 empty] | Group Captive | HSEPL | Clean Solar Power Bellary Private Limited | Meera Corporation Kr | - | NA
BELLARY_BLOCK_2 | BELLARY_BLOCK_2_SMB5.1_S-5 | PV Solar Module String | - | BELLARY_BLOCK_2_SMB5.1 | 13.44 |  |  | 42 | Modules |  |  |  | Out of Warranty | Haeron Modules |  |  |  |  | Haeron Modules | Schneider Electric | HR-320W | [5 empty] | Group Captive | HSEPL | Clean Solar Power Bellary Private Limited | Meera Corporation Kr | - | NA
BELLARY_BLOCK_2 | BELLARY_BLOCK_2_SMB5.1_S-6 | PV Solar Module String | - | BELLARY_BLOCK_2_SMB5.1 | 13.44 |  |  | 42 | Modules |  |  |  | Out of Warranty | Haeron Modules |  |  |  |  | Haeron Modules | Schneider Electric | HR-320W | [5 empty] | Group Captive | HSEPL | Clean Solar Power Bellary Private Limited | Meera Corporation Kr | - | NA
BELLARY_BLOCK_2 | BELLARY_BLOCK_2_SMB5.1_S-7 | PV Solar Module String | - | BELLARY_BLOCK_2_SMB5.1 | 13.44 |  |  | 42 | Modules |  |  |  | Out of Warranty | Haeron Modules |  |  |  |  | Haeron Modules | Schneider Electric | HR-320W | [5 empty] | Group Captive | HSEPL | Clean Solar Power Bellary Private Limited | Meera Corporation Kr | - | NA
BELLARY_BLOCK_2 | BELLARY_BLOCK_2_SMB5.1_S-8 | PV Solar Module String | - | BELLARY_BLOCK_2_SMB5.1 | 13.44 |  |  | 42 | Modules |  |  |  | Out of Warranty | Haeron Modules |  |  |  |  | Haeron Modules | Schneider Electric | HR-320W | [5 empty] | Group Captive | HSEPL | Clean Solar Power Bellary Private Limited | Meera Corporation Kr | - | NA
BELLARY_BLOCK_2 | BELLARY_BLOCK_2_SMB5.1_S-9 | PV Solar Module String | - | BELLARY_BLOCK_2_SMB5.1 | 13.44 |  |  | 42 | Modules |  |  |  | Out of Warranty | Haeron Modules |  |  |  |  | Haeron Modules | Schneider Electric | HR-320W | [5 empty] | Group Captive | HSEPL | Clean Solar Power Bellary Private Limited | Meera Corporation Kr | - | NA
BELLARY_BLOCK_2 | BELLARY_BLOCK_2_SMB5.1_S-10 | PV Solar Module String | - | BELLARY_BLOCK_2_SMB5.1 | 13.44 |  |  | 42 | Modules |  |  |  | Out of Warranty | Haeron Modules |  |  |  |  | Haeron Modules | Schneider Electric | HR-320W | [5 empty] | Group Captive | HSEPL | Clean Solar Power Bellary Private Limited | Meera Corporation Kr | - | NA
BELLARY_BLOCK_2 | BELLARY_BLOCK_2_SMB5.1_S-11 | PV Solar Module String | - | BELLARY_BLOCK_2_SMB5.1 | 13.44 |  |  | 42 | Modules |  |  |  | Out of Warranty | Haeron Modules |  |  |  |  | Haeron Modules | Schneider Electric | HR-320W | [5 empty] | Group Captive | HSEPL | Clean Solar Power Bellary Private Limited | Meera Corporation Kr | - | NA
BELLARY_BLOCK_2 | BELLARY_BLOCK_2_SMB5.1_S-12 | PV Solar Module String | - | BELLARY_BLOCK_2_SMB5.1 | 13.44 |  |  | 42 | Modules |  |  |  | Out of Warranty | Haeron Modules |  |  |  |  | Haeron Modules | Schneider Electric | HR-320W | [5 empty] | Group Captive | HSEPL | Clean Solar Power Bellary Private Limited | Meera Corporation Kr | - | NA
BELLARY_BLOCK_2 | BELLARY_BLOCK_2_SMB5.1_S-13 | PV Solar Module String | - | BELLARY_BLOCK_2_SMB5.1 | 13.44 |  |  | 42 | Modules |  |  |  | Out of Warranty | Haeron Modules |  |  |  |  | Haeron Modules | Schneider Electric | HR-320W | [5 empty] | Group Captive | HSEPL | Clean Solar Power Bellary Private Limited | Meera Corporation Kr | - | NA
BELLARY_BLOCK_2 | BELLARY_BLOCK_2_SMB5.1_S-14 | PV Solar Module String | - | BELLARY_BLOCK_2_SMB5.1 | 13.44 |  |  | 42 | Modules |  |  |  | Out of Warranty | Haeron Modules |  |  |  |  | Haeron Modules | Schneider Electric | HR-320W | [5 empty] | Group Captive | HSEPL | Clean Solar Power Bellary Private Limited | Meera Corporation Kr | - | NA
BELLARY_BLOCK_2 | BELLARY_BLOCK_2_SMB5.2_S-1 | PV Solar Module String | - | BELLARY_BLOCK_2_SMB5.2 | 13.44 |  |  | 42 | Modules |  |  |  | Out of Warranty | Haeron Modules |  |  |  |  | Haeron Modules | Schneider Electric | HR-320W | [5 empty] | Group Captive | HSEPL | Clean Solar Power Bellary Private Limited | Meera Corporation Kr | - | NA
BELLARY_BLOCK_2 | BELLARY_BLOCK_2_SMB5.2_S-2 | PV Solar Module String | - | BELLARY_BLOCK_2_SMB5.2 | 13.44 |  |  | 42 | Modules |  |  |  | Out of Warranty | Haeron Modules |  |  |  |  | Haeron Modules | Schneider Electric | HR-320W | [5 empty] | Group Captive | HSEPL | Clean Solar Power Bellary Private Limited | Meera Corporation Kr | - | NA
BELLARY_BLOCK_2 | BELLARY_BLOCK_2_SMB5.2_S-3 | PV Solar Module String | - | BELLARY_BLOCK_2_SMB5.2 | 13.44 |  |  | 42 | Modules |  |  |  | Out of Warranty | Haeron Modules |  |  |  |  | Haeron Modules | Schneider Electric | HR-320W | [5 empty] | Group Captive | HSEPL | Clean Solar Power Bellary Private Limited | Meera Corporation Kr | - | NA
BELLARY_BLOCK_2 | BELLARY_BLOCK_2_SMB5.2_S-4 | PV Solar Module String | - | BELLARY_BLOCK_2_SMB5.2 | 13.44 |  |  | 42 | Modules |  |  |  | Out of Warranty | Haeron Modules |  |  |  |  | Haeron Modules | Schneider Electric | HR-320W | [5 empty] | Group Captive | HSEPL | Clean Solar Power Bellary Private Limited | Meera Corporation Kr | - | NA
BELLARY_BLOCK_2 | BELLARY_BLOCK_2_SMB5.2_S-5 | PV Solar Module String | - | BELLARY_BLOCK_2_SMB5.2 | 13.44 |  |  | 42 | Modules |  |  |  | Out of Warranty | Haeron Modules |  |  |  |  | Haeron Modules | Schneider Electric | HR-320W | [5 empty] | Group Captive | HSEPL | Clean Solar Power Bellary Private Limited | Meera Corporation Kr | - | NA
BELLARY_BLOCK_2 | BELLARY_BLOCK_2_SMB5.2_S-6 | PV Solar Module String | - | BELLARY_BLOCK_2_SMB5.2 | 13.44 |  |  | 42 | Modules |  |  |  | Out of Warranty | Haeron Modules |  |  |  |  | Haeron Modules | Schneider Electric | HR-320W | [5 empty] | Group Captive | HSEPL | Clean Solar Power Bellary Private Limited | Meera Corporation Kr | - | NA
BELLARY_BLOCK_2 | BELLARY_BLOCK_2_SMB5.2_S-7 | PV Solar Module String | - | BELLARY_BLOCK_2_SMB5.2 | 13.44 |  |  | 42 | Modules |  |  |  | Out of Warranty | Haeron Modules |  |  |  |  | Haeron Modules | Schneider Electric | HR-320W | [5 empty] | Group Captive | HSEPL | Clean Solar Power Bellary Private Limited | Meera Corporation Kr | - | NA
BELLARY_BLOCK_2 | BELLARY_BLOCK_2_SMB5.2_S-8 | PV Solar Module String | - | BELLARY_BLOCK_2_SMB5.2 | 13.44 |  |  | 42 | Modules |  |  |  | Out of Warranty | Haeron Modules |  |  |  |  | Haeron Modules | Schneider Electric | HR-320W | [5 empty] | Group Captive | HSEPL | Clean Solar Power Bellary Private Limited | Meera Corporation Kr | - | NA
BELLARY_BLOCK_2 | BELLARY_BLOCK_2_SMB5.2_S-9 | PV Solar Module String | - | BELLARY_BLOCK_2_SMB5.2 | 13.44 |  |  | 42 | Modules |  |  |  | Out of Warranty | Haeron Modules |  |  |  |  | Haeron Modules | Schneider Electric | HR-320W | [5 empty] | Group Captive | HSEPL | Clean Solar Power Bellary Private Limited | Meera Corporation Kr | - | NA
BELLARY_BLOCK_2 | BELLARY_BLOCK_2_SMB5.2_S-10 | PV Solar Module String | - | BELLARY_BLOCK_2_SMB5.2 | 13.44 |  |  | 42 | Modules |  |  |  | Out of Warranty | Haeron Modules |  |  |  |  | Haeron Modules | Schneider Electric | HR-320W | [5 empty] | Group Captive | HSEPL | Clean Solar Power Bellary Private Limited | Meera Corporation Kr | - | NA
BELLARY_BLOCK_2 | BELLARY_BLOCK_2_SMB5.2_S-11 | PV Solar Module String | - | BELLARY_BLOCK_2_SMB5.2 | 13.44 |  |  | 42 | Modules |  |  |  | Out of Warranty | Haeron Modules |  |  |  |  | Haeron Modules | Schneider Electric | HR-320W | [5 empty] | Group Captive | HSEPL | Clean Solar Power Bellary Private Limited | Meera Corporation Kr | - | NA
BELLARY_BLOCK_2 | BELLARY_BLOCK_2_SMB5.2_S-12 | PV Solar Module String | - | BELLARY_BLOCK_2_SMB5.2 | 13.44 |  |  | 42 | Modules |  |  |  | Out of Warranty | Haeron Modules |  |  |  |  | Haeron Modules | Schneider Electric | HR-320W | [5 empty] | Group Captive | HSEPL | Clean Solar Power Bellary Private Limited | Meera Corporation Kr | - | NA
BELLARY_BLOCK_2 | BELLARY_BLOCK_2_SMB5.2_S-13 | PV Solar Module String | - | BELLARY_BLOCK_2_SMB5.2 | 13.44 |  |  | 42 | Modules |  |  |  | Out of Warranty | Haeron Modules |  |  |  |  | Haeron Modules | Schneider Electric | HR-320W | [5 empty] | Group Captive | HSEPL | Clean Solar Power Bellary Private Limited | Meera Corporation Kr | - | NA
BELLARY_BLOCK_2 | BELLARY_BLOCK_2_SMB5.2_S-14 | PV Solar Module String | - | BELLARY_BLOCK_2_SMB5.2 | 13.44 |  |  | 42 | Modules |  |  |  | Out of Warranty | Haeron Modules |  |  |  |  | Haeron Modules | Schneider Electric | HR-320W | [5 empty] | Group Captive | HSEPL | Clean Solar Power Bellary Private Limited | Meera Corporation Kr | - | NA
BELLARY_BLOCK_2 | BELLARY_BLOCK_2_SMB5.3_S-1 | PV Solar Module String | - | BELLARY_BLOCK_2_SMB5.3 | 13.44 |  |  | 42 | Modules |  |  |  | Out of Warranty | Haeron Modules |  |  |  |  | Haeron Modules | Schneider Electric | HR-320W | [5 empty] | Group Captive | HSEPL | Clean Solar Power Bellary Private Limited | Meera Corporation Kr | - | NA
BELLARY_BLOCK_2 | BELLARY_BLOCK_2_SMB5.3_S-2 | PV Solar Module String | - | BELLARY_BLOCK_2_SMB5.3 | 13.44 |  |  | 42 | Modules |  |  |  | Out of Warranty | Haeron Modules |  |  |  |  | Haeron Modules | Schneider Electric | HR-320W | [5 empty] | Group Captive | HSEPL | Clean Solar Power Bellary Private Limited | Meera Corporation Kr | - | NA
BELLARY_BLOCK_2 | BELLARY_BLOCK_2_SMB5.3_S-3 | PV Solar Module String | - | BELLARY_BLOCK_2_SMB5.3 | 13.44 |  |  | 42 | Modules |  |  |  | Out of Warranty | Haeron Modules |  |  |  |  | Haeron Modules | Schneider Electric | HR-320W | [5 empty] | Group Captive | HSEPL | Clean Solar Power Bellary Private Limited | Meera Corporation Kr | - | NA
BELLARY_BLOCK_2 | BELLARY_BLOCK_2_SMB5.3_S-4 | PV Solar Module String | - | BELLARY_BLOCK_2_SMB5.3 | 13.44 |  |  | 42 | Modules |  |  |  | Out of Warranty | Haeron Modules |  |  |  |  | Haeron Modules | Schneider Electric | HR-320W | [5 empty] | Group Captive | HSEPL | Clean Solar Power Bellary Private Limited | Meera Corporation Kr | - | NA
BELLARY_BLOCK_2 | BELLARY_BLOCK_2_SMB5.3_S-5 | PV Solar Module String | - | BELLARY_BLOCK_2_SMB5.3 | 13.44 |  |  | 42 | Modules |  |  |  | Out of Warranty | Haeron Modules |  |  |  |  | Haeron Modules | Schneider Electric | HR-320W | [5 empty] | Group Captive | HSEPL | Clean Solar Power Bellary Private Limited | Meera Corporation Kr | - | NA
BELLARY_BLOCK_2 | BELLARY_BLOCK_2_SMB5.3_S-6 | PV Solar Module String | - | BELLARY_BLOCK_2_SMB5.3 | 13.44 |  |  | 42 | Modules |  |  |  | Out of Warranty | Haeron Modules |  |  |  |  | Haeron Modules | Schneider Electric | HR-320W | [5 empty] | Group Captive | HSEPL | Clean Solar Power Bellary Private Limited | Meera Corporation Kr | - | NA
BELLARY_BLOCK_2 | BELLARY_BLOCK_2_SMB5.3_S-7 | PV Solar Module String | - | BELLARY_BLOCK_2_SMB5.3 | 13.44 |  |  | 42 | Modules |  |  |  | Out of Warranty | Haeron Modules |  |  |  |  | Haeron Modules | Schneider Electric | HR-320W | [5 empty] | Group Captive | HSEPL | Clean Solar Power Bellary Private Limited | Meera Corporation Kr | - | NA
BELLARY_BLOCK_2 | BELLARY_BLOCK_2_SMB5.3_S-8 | PV Solar Module String | - | BELLARY_BLOCK_2_SMB5.3 | 13.44 |  |  | 42 | Modules |  |  |  | Out of Warranty | Haeron Modules |  |  |  |  | Haeron Modules | Schneider Electric | HR-320W | [5 empty] | Group Captive | HSEPL | Clean Solar Power Bellary Private Limited | Meera Corporation Kr | - | NA
BELLARY_BLOCK_2 | BELLARY_BLOCK_2_SMB5.3_S-9 | PV Solar Module String | - | BELLARY_BLOCK_2_SMB5.3 | 13.44 |  |  | 42 | Modules |  |  |  | Out of Warranty | Haeron Modules |  |  |  |  | Haeron Modules | Schneider Electric | HR-320W | [5 empty] | Group Captive | HSEPL | Clean Solar Power Bellary Private Limited | Meera Corporation Kr | - | NA
BELLARY_BLOCK_2 | BELLARY_BLOCK_2_SMB5.3_S-10 | PV Solar Module String | - | BELLARY_BLOCK_2_SMB5.3 | 13.44 |  |  | 42 | Modules |  |  |  | Out of Warranty | Haeron Modules |  |  |  |  | Haeron Modules | Schneider Electric | HR-320W | [5 empty] | Group Captive | HSEPL | Clean Solar Power Bellary Private Limited | Meera Corporation Kr | - | NA
BELLARY_BLOCK_2 | BELLARY_BLOCK_2_SMB5.3_S-11 | PV Solar Module String | - | BELLARY_BLOCK_2_SMB5.3 | 13.44 |  |  | 42 | Modules |  |  |  | Out of Warranty | Haeron Modules |  |  |  |  | Haeron Modules | Schneider Electric | HR-320W | [5 empty] | Group Captive | HSEPL | Clean Solar Power Bellary Private Limited | Meera Corporation Kr | - | NA
BELLARY_BLOCK_2 | BELLARY_BLOCK_2_SMB5.3_S-12 | PV Solar Module String | - | BELLARY_BLOCK_2_SMB5.3 | 13.44 |  |  | 42 | Modules |  |  |  | Out of Warranty | Haeron Modules |  |  |  |  | Haeron Modules | Schneider Electric | HR-320W | [5 empty] | Group Captive | HSEPL | Clean Solar Power Bellary Private Limited | Meera Corporation Kr | - | NA
BELLARY_BLOCK_2 | BELLARY_BLOCK_2_SMB5.3_S-13 | PV Solar Module String | - | BELLARY_BLOCK_2_SMB5.3 | 13.44 |  |  | 42 | Modules |  |  |  | Out of Warranty | Haeron Modules |  |  |  |  | Haeron Modules | Schneider Electric | HR-320W | [5 empty] | Group Captive | HSEPL | Clean Solar Power Bellary Private Limited | Meera Corporation Kr | - | NA
BELLARY_BLOCK_2 | BELLARY_BLOCK_2_SMB5.4_S-1 | PV Solar Module String | - | BELLARY_BLOCK_2_SMB5.4 | 13.44 |  |  | 42 | Modules |  |  |  | Out of Warranty | Haeron Modules |  |  |  |  | Haeron Modules | Schneider Electric | HR-320W | [5 empty] | Group Captive | HSEPL | Clean Solar Power Bellary Private Limited | Meera Corporation Kr | - | NA
BELLARY_BLOCK_2 | BELLARY_BLOCK_2_SMB5.4_S-2 | PV Solar Module String | - | BELLARY_BLOCK_2_SMB5.4 | 13.44 |  |  | 42 | Modules |  |  |  | Out of Warranty | Haeron Modules |  |  |  |  | Haeron Modules | Schneider Electric | HR-320W | [5 empty] | Group Captive | HSEPL | Clean Solar Power Bellary Private Limited | Meera Corporation Kr | - | NA
BELLARY_BLOCK_2 | BELLARY_BLOCK_2_SMB5.4_S-3 | PV Solar Module String | - | BELLARY_BLOCK_2_SMB5.4 | 13.44 |  |  | 42 | Modules |  |  |  | Out of Warranty | Haeron Modules |  |  |  |  | Haeron Modules | Schneider Electric | HR-320W | [5 empty] | Group Captive | HSEPL | Clean Solar Power Bellary Private Limited | Meera Corporation Kr | - | NA
BELLARY_BLOCK_2 | BELLARY_BLOCK_2_SMB5.4_S-4 | PV Solar Module String | - | BELLARY_BLOCK_2_SMB5.4 | 13.44 |  |  | 42 | Modules |  |  |  | Out of Warranty | Haeron Modules |  |  |  |  | Haeron Modules | Schneider Electric | HR-320W | [5 empty] | Group Captive | HSEPL | Clean Solar Power Bellary Private Limited | Meera Corporation Kr | - | NA
BELLARY_BLOCK_2 | BELLARY_BLOCK_2_SMB5.4_S-5 | PV Solar Module String | - | BELLARY_BLOCK_2_SMB5.4 | 13.44 |  |  | 42 | Modules |  |  |  | Out of Warranty | Haeron Modules |  |  |  |  | Haeron Modules | Schneider Electric | HR-320W | [5 empty] | Group Captive | HSEPL | Clean Solar Power Bellary Private Limited | Meera Corporation Kr | - | NA
BELLARY_BLOCK_2 | BELLARY_BLOCK_2_SMB5.4_S-6 | PV Solar Module String | - | BELLARY_BLOCK_2_SMB5.4 | 13.44 |  |  | 42 | Modules |  |  |  | Out of Warranty | Haeron Modules |  |  |  |  | Haeron Modules | Schneider Electric | HR-320W | [5 empty] | Group Captive | HSEPL | Clean Solar Power Bellary Private Limited | Meera Corporation Kr | - | NA
BELLARY_BLOCK_2 | BELLARY_BLOCK_2_SMB5.4_S-7 | PV Solar Module String | - | BELLARY_BLOCK_2_SMB5.4 | 13.44 |  |  | 42 | Modules |  |  |  | Out of Warranty | Haeron Modules |  |  |  |  | Haeron Modules | Schneider Electric | HR-320W | [5 empty] | Group Captive | HSEPL | Clean Solar Power Bellary Private Limited | Meera Corporation Kr | - | NA
BELLARY_BLOCK_2 | BELLARY_BLOCK_2_SMB5.4_S-8 | PV Solar Module String | - | BELLARY_BLOCK_2_SMB5.4 | 13.44 |  |  | 42 | Modules |  |  |  | Out of Warranty | Haeron Modules |  |  |  |  | Haeron Modules | Schneider Electric | HR-320W | [5 empty] | Group Captive | HSEPL | Clean Solar Power Bellary Private Limited | Meera Corporation Kr | - | NA
BELLARY_BLOCK_2 | BELLARY_BLOCK_2_SMB5.4_S-9 | PV Solar Module String | - | BELLARY_BLOCK_2_SMB5.4 | 13.44 |  |  | 42 | Modules |  |  |  | Out of Warranty | Haeron Modules |  |  |  |  | Haeron Modules | Schneider Electric | HR-320W | [5 empty] | Group Captive | HSEPL | Clean Solar Power Bellary Private Limited | Meera Corporation Kr | - | NA
BELLARY_BLOCK_2 | BELLARY_BLOCK_2_SMB5.4_S-10 | PV Solar Module String | - | BELLARY_BLOCK_2_SMB5.4 | 13.44 |  |  | 42 | Modules |  |  |  | Out of Warranty | Haeron Modules |  |  |  |  | Haeron Modules | Schneider Electric | HR-320W | [5 empty] | Group Captive | HSEPL | Clean Solar Power Bellary Private Limited | Meera Corporation Kr | - | NA
BELLARY_BLOCK_2 | BELLARY_BLOCK_2_SMB5.4_S-11 | PV Solar Module String | - | BELLARY_BLOCK_2_SMB5.4 | 13.44 |  |  | 42 | Modules |  |  |  | Out of Warranty | Haeron Modules |  |  |  |  | Haeron Modules | Schneider Electric | HR-320W | [5 empty] | Group Captive | HSEPL | Clean Solar Power Bellary Private Limited | Meera Corporation Kr | - | NA
BELLARY_BLOCK_2 | BELLARY_BLOCK_2_SMB5.4_S-12 | PV Solar Module String | - | BELLARY_BLOCK_2_SMB5.4 | 13.44 |  |  | 42 | Modules |  |  |  | Out of Warranty | Haeron Modules |  |  |  |  | Haeron Modules | Schneider Electric | HR-320W | [5 empty] | Group Captive | HSEPL | Clean Solar Power Bellary Private Limited | Meera Corporation Kr | - | NA
BELLARY_BLOCK_2 | BELLARY_BLOCK_2_SMB5.4_S-13 | PV Solar Module String | - | BELLARY_BLOCK_2_SMB5.4 | 13.44 |  |  | 42 | Modules |  |  |  | Out of Warranty | Haeron Modules |  |  |  |  | Haeron Modules | Schneider Electric | HR-320W | [5 empty] | Group Captive | HSEPL | Clean Solar Power Bellary Private Limited | Meera Corporation Kr | - | NA
BELLARY_BLOCK_2 | BELLARY_BLOCK_2_SMB6.1_S-1 | PV Solar Module String | - | BELLARY_BLOCK_2_SMB6.1 | 13.44 |  |  | 42 | Modules |  |  |  | Out of Warranty | Haeron Modules |  |  |  |  | Haeron Modules | Schneider Electric | HR-320W | [5 empty] | Group Captive | HSEPL | Clean Solar Power Bellary Private Limited | Meera Corporation Kr | - | NA
BELLARY_BLOCK_2 | BELLARY_BLOCK_2_SMB6.1_S-2 | PV Solar Module String | - | BELLARY_BLOCK_2_SMB6.1 | 13.44 |  |  | 42 | Modules |  |  |  | Out of Warranty | Haeron Modules |  |  |  |  | Haeron Modules | Schneider Electric | HR-320W | [5 empty] | Group Captive | HSEPL | Clean Solar Power Bellary Private Limited | Meera Corporation Kr | - | NA
BELLARY_BLOCK_2 | BELLARY_BLOCK_2_SMB6.1_S-3 | PV Solar Module String | - | BELLARY_BLOCK_2_SMB6.1 | 13.44 |  |  | 42 | Modules |  |  |  | Out of Warranty | Haeron Modules |  |  |  |  | Haeron Modules | Schneider Electric | HR-320W | [5 empty] | Group Captive | HSEPL | Clean Solar Power Bellary Private Limited | Meera Corporation Kr | - | NA
BELLARY_BLOCK_2 | BELLARY_BLOCK_2_SMB6.1_S-4 | PV Solar Module String | - | BELLARY_BLOCK_2_SMB6.1 | 13.44 |  |  | 42 | Modules |  |  |  | Out of Warranty | Haeron Modules |  |  |  |  | Haeron Modules | Schneider Electric | HR-320W | [5 empty] | Group Captive | HSEPL | Clean Solar Power Bellary Private Limited | Meera Corporation Kr | - | NA
BELLARY_BLOCK_2 | BELLARY_BLOCK_2_SMB6.1_S-5 | PV Solar Module String | - | BELLARY_BLOCK_2_SMB6.1 | 13.44 |  |  | 42 | Modules |  |  |  | Out of Warranty | Haeron Modules |  |  |  |  | Haeron Modules | Schneider Electric | HR-320W | [5 empty] | Group Captive | HSEPL | Clean Solar Power Bellary Private Limited | Meera Corporation Kr | - | NA
BELLARY_BLOCK_2 | BELLARY_BLOCK_2_SMB6.1_S-6 | PV Solar Module String | - | BELLARY_BLOCK_2_SMB6.1 | 13.44 |  |  | 42 | Modules |  |  |  | Out of Warranty | Haeron Modules |  |  |  |  | Haeron Modules | Schneider Electric | HR-320W | [5 empty] | Group Captive | HSEPL | Clean Solar Power Bellary Private Limited | Meera Corporation Kr | - | NA
BELLARY_BLOCK_2 | BELLARY_BLOCK_2_SMB6.1_S-7 | PV Solar Module String | - | BELLARY_BLOCK_2_SMB6.1 | 13.44 |  |  | 42 | Modules |  |  |  | Out of Warranty | Haeron Modules |  |  |  |  | Haeron Modules | Schneider Electric | HR-320W | [5 empty] | Group Captive | HSEPL | Clean Solar Power Bellary Private Limited | Meera Corporation Kr | - | NA
BELLARY_BLOCK_2 | BELLARY_BLOCK_2_SMB6.1_S-8 | PV Solar Module String | - | BELLARY_BLOCK_2_SMB6.1 | 13.44 |  |  | 42 | Modules |  |  |  | Out of Warranty | Haeron Modules |  |  |  |  | Haeron Modules | Schneider Electric | HR-320W | [5 empty] | Group Captive | HSEPL | Clean Solar Power Bellary Private Limited | Meera Corporation Kr | - | NA
BELLARY_BLOCK_2 | BELLARY_BLOCK_2_SMB6.1_S-9 | PV Solar Module String | - | BELLARY_BLOCK_2_SMB6.1 | 13.44 |  |  | 42 | Modules |  |  |  | Out of Warranty | Haeron Modules |  |  |  |  | Haeron Modules | Schneider Electric | HR-320W | [5 empty] | Group Captive | HSEPL | Clean Solar Power Bellary Private Limited | Meera Corporation Kr | - | NA
BELLARY_BLOCK_2 | BELLARY_BLOCK_2_SMB6.1_S-10 | PV Solar Module String | - | BELLARY_BLOCK_2_SMB6.1 | 13.44 |  |  | 42 | Modules |  |  |  | Out of Warranty | Haeron Modules |  |  |  |  | Haeron Modules | Schneider Electric | HR-320W | [5 empty] | Group Captive | HSEPL | Clean Solar Power Bellary Private Limited | Meera Corporation Kr | - | NA
BELLARY_BLOCK_2 | BELLARY_BLOCK_2_SMB6.1_S-11 | PV Solar Module String | - | BELLARY_BLOCK_2_SMB6.1 | 13.44 |  |  | 42 | Modules |  |  |  | Out of Warranty | Haeron Modules |  |  |  |  | Haeron Modules | Schneider Electric | HR-320W | [5 empty] | Group Captive | HSEPL | Clean Solar Power Bellary Private Limited | Meera Corporation Kr | - | NA
BELLARY_BLOCK_2 | BELLARY_BLOCK_2_SMB6.1_S-12 | PV Solar Module String | - | BELLARY_BLOCK_2_SMB6.1 | 13.44 |  |  | 42 | Modules |  |  |  | Out of Warranty | Haeron Modules |  |  |  |  | Haeron Modules | Schneider Electric | HR-320W | [5 empty] | Group Captive | HSEPL | Clean Solar Power Bellary Private Limited | Meera Corporation Kr | - | NA
BELLARY_BLOCK_2 | BELLARY_BLOCK_2_SMB6.1_S-13 | PV Solar Module String | - | BELLARY_BLOCK_2_SMB6.1 | 13.44 |  |  | 42 | Modules |  |  |  | Out of Warranty | Haeron Modules |  |  |  |  | Haeron Modules | Schneider Electric | HR-320W | [5 empty] | Group Captive | HSEPL | Clean Solar Power Bellary Private Limited | Meera Corporation Kr | - | NA
BELLARY_BLOCK_2 | BELLARY_BLOCK_2_SMB6.1_S-14 | PV Solar Module String | - | BELLARY_BLOCK_2_SMB6.1 | 13.44 |  |  | 42 | Modules |  |  |  | Out of Warranty | Haeron Modules |  |  |  |  | Haeron Modules | Schneider Electric | HR-320W | [5 empty] | Group Captive | HSEPL | Clean Solar Power Bellary Private Limited | Meera Corporation Kr | - | NA
BELLARY_BLOCK_2 | BELLARY_BLOCK_2_SMB6.2_S-1 | PV Solar Module String | - | BELLARY_BLOCK_2_SMB6.2 | 13.44 |  |  | 42 | Modules |  |  |  | Out of Warranty | Haeron Modules |  |  |  |  | Haeron Modules | Schneider Electric | HR-320W | [5 empty] | Group Captive | HSEPL | Clean Solar Power Bellary Private Limited | Meera Corporation Kr | - | NA
BELLARY_BLOCK_2 | BELLARY_BLOCK_2_SMB6.2_S-2 | PV Solar Module String | - | BELLARY_BLOCK_2_SMB6.2 | 13.44 |  |  | 42 | Modules |  |  |  | Out of Warranty | Haeron Modules |  |  |  |  | Haeron Modules | Schneider Electric | HR-320W | [5 empty] | Group Captive | HSEPL | Clean Solar Power Bellary Private Limited | Meera Corporation Kr | - | NA
BELLARY_BLOCK_2 | BELLARY_BLOCK_2_SMB6.2_S-3 | PV Solar Module String | - | BELLARY_BLOCK_2_SMB6.2 | 13.44 |  |  | 42 | Modules |  |  |  | Out of Warranty | Haeron Modules |  |  |  |  | Haeron Modules | Schneider Electric | HR-320W | [5 empty] | Group Captive | HSEPL | Clean Solar Power Bellary Private Limited | Meera Corporation Kr | - | NA
BELLARY_BLOCK_2 | BELLARY_BLOCK_2_SMB6.2_S-4 | PV Solar Module String | - | BELLARY_BLOCK_2_SMB6.2 | 13.44 |  |  | 42 | Modules |  |  |  | Out of Warranty | Haeron Modules |  |  |  |  | Haeron Modules | Schneider Electric | HR-320W | [5 empty] | Group Captive | HSEPL | Clean Solar Power Bellary Private Limited | Meera Corporation Kr | - | NA
BELLARY_BLOCK_2 | BELLARY_BLOCK_2_SMB6.2_S-5 | PV Solar Module String | - | BELLARY_BLOCK_2_SMB6.2 | 13.44 |  |  | 42 | Modules |  |  |  | Out of Warranty | Haeron Modules |  |  |  |  | Haeron Modules | Schneider Electric | HR-320W | [5 empty] | Group Captive | HSEPL | Clean Solar Power Bellary Private Limited | Meera Corporation Kr | - | NA
BELLARY_BLOCK_2 | BELLARY_BLOCK_2_SMB6.2_S-6 | PV Solar Module String | - | BELLARY_BLOCK_2_SMB6.2 | 13.44 |  |  | 42 | Modules |  |  |  | Out of Warranty | Haeron Modules |  |  |  |  | Haeron Modules | Schneider Electric | HR-320W | [5 empty] | Group Captive | HSEPL | Clean Solar Power Bellary Private Limited | Meera Corporation Kr | - | NA
BELLARY_BLOCK_2 | BELLARY_BLOCK_2_SMB6.2_S-7 | PV Solar Module String | - | BELLARY_BLOCK_2_SMB6.2 | 13.44 |  |  | 42 | Modules |  |  |  | Out of Warranty | Haeron Modules |  |  |  |  | Haeron Modules | Schneider Electric | HR-320W | [5 empty] | Group Captive | HSEPL | Clean Solar Power Bellary Private Limited | Meera Corporation Kr | - | NA
BELLARY_BLOCK_2 | BELLARY_BLOCK_2_SMB6.2_S-8 | PV Solar Module String | - | BELLARY_BLOCK_2_SMB6.2 | 13.44 |  |  | 42 | Modules |  |  |  | Out of Warranty | Haeron Modules |  |  |  |  | Haeron Modules | Schneider Electric | HR-320W | [5 empty] | Group Captive | HSEPL | Clean Solar Power Bellary Private Limited | Meera Corporation Kr | - | NA
BELLARY_BLOCK_2 | BELLARY_BLOCK_2_SMB6.2_S-9 | PV Solar Module String | - | BELLARY_BLOCK_2_SMB6.2 | 13.44 |  |  | 42 | Modules |  |  |  | Out of Warranty | Haeron Modules |  |  |  |  | Haeron Modules | Schneider Electric | HR-320W | [5 empty] | Group Captive | HSEPL | Clean Solar Power Bellary Private Limited | Meera Corporation Kr | - | NA
BELLARY_BLOCK_2 | BELLARY_BLOCK_2_SMB6.2_S-10 | PV Solar Module String | - | BELLARY_BLOCK_2_SMB6.2 | 13.44 |  |  | 42 | Modules |  |  |  | Out of Warranty | Haeron Modules |  |  |  |  | Haeron Modules | Schneider Electric | HR-320W | [5 empty] | Group Captive | HSEPL | Clean Solar Power Bellary Private Limited | Meera Corporation Kr | - | NA
BELLARY_BLOCK_2 | BELLARY_BLOCK_2_SMB6.2_S-11 | PV Solar Module String | - | BELLARY_BLOCK_2_SMB6.2 | 13.44 |  |  | 42 | Modules |  |  |  | Out of Warranty | Haeron Modules |  |  |  |  | Haeron Modules | Schneider Electric | HR-320W | [5 empty] | Group Captive | HSEPL | Clean Solar Power Bellary Private Limited | Meera Corporation Kr | - | NA
BELLARY_BLOCK_2 | BELLARY_BLOCK_2_SMB6.2_S-12 | PV Solar Module String | - | BELLARY_BLOCK_2_SMB6.2 | 13.44 |  |  | 42 | Modules |  |  |  | Out of Warranty | Haeron Modules |  |  |  |  | Haeron Modules | Schneider Electric | HR-320W | [5 empty] | Group Captive | HSEPL | Clean Solar Power Bellary Private Limited | Meera Corporation Kr | - | NA
BELLARY_BLOCK_2 | BELLARY_BLOCK_2_SMB6.2_S-13 | PV Solar Module String | - | BELLARY_BLOCK_2_SMB6.2 | 13.44 |  |  | 42 | Modules |  |  |  | Out of Warranty | Haeron Modules |  |  |  |  | Haeron Modules | Schneider Electric | HR-320W | [5 empty] | Group Captive | HSEPL | Clean Solar Power Bellary Private Limited | Meera Corporation Kr | - | NA
BELLARY_BLOCK_2 | BELLARY_BLOCK_2_SMB6.2_S-14 | PV Solar Module String | - | BELLARY_BLOCK_2_SMB6.2 | 13.44 |  |  | 42 | Modules |  |  |  | Out of Warranty | Haeron Modules |  |  |  |  | Haeron Modules | Schneider Electric | HR-320W | [5 empty] | Group Captive | HSEPL | Clean Solar Power Bellary Private Limited | Meera Corporation Kr | - | NA
BELLARY_BLOCK_2 | BELLARY_BLOCK_2_SMB6.3_S-1 | PV Solar Module String | - | BELLARY_BLOCK_2_SMB6.3 | 13.44 |  |  | 42 | Modules |  |  |  | Out of Warranty | Haeron Modules |  |  |  |  | Haeron Modules | Schneider Electric | HR-320W | [5 empty] | Group Captive | HSEPL | Clean Solar Power Bellary Private Limited | Meera Corporation Kr | - | NA
BELLARY_BLOCK_2 | BELLARY_BLOCK_2_SMB6.3_S-2 | PV Solar Module String | - | BELLARY_BLOCK_2_SMB6.3 | 13.44 |  |  | 42 | Modules |  |  |  | Out of Warranty | Haeron Modules |  |  |  |  | Haeron Modules | Schneider Electric | HR-320W | [5 empty] | Group Captive | HSEPL | Clean Solar Power Bellary Private Limited | Meera Corporation Kr | - | NA
BELLARY_BLOCK_2 | BELLARY_BLOCK_2_SMB6.3_S-3 | PV Solar Module String | - | BELLARY_BLOCK_2_SMB6.3 | 13.44 |  |  | 42 | Modules |  |  |  | Out of Warranty | Haeron Modules |  |  |  |  | Haeron Modules | Schneider Electric | HR-320W | [5 empty] | Group Captive | HSEPL | Clean Solar Power Bellary Private Limited | Meera Corporation Kr | - | NA
BELLARY_BLOCK_2 | BELLARY_BLOCK_2_SMB6.3_S-4 | PV Solar Module String | - | BELLARY_BLOCK_2_SMB6.3 | 13.44 |  |  | 42 | Modules |  |  |  | Out of Warranty | Haeron Modules |  |  |  |  | Haeron Modules | Schneider Electric | HR-320W | [5 empty] | Group Captive | HSEPL | Clean Solar Power Bellary Private Limited | Meera Corporation Kr | - | NA
BELLARY_BLOCK_2 | BELLARY_BLOCK_2_SMB6.3_S-5 | PV Solar Module String | - | BELLARY_BLOCK_2_SMB6.3 | 13.44 |  |  | 42 | Modules |  |  |  | Out of Warranty | Haeron Modules |  |  |  |  | Haeron Modules | Schneider Electric | HR-320W | [5 empty] | Group Captive | HSEPL | Clean Solar Power Bellary Private Limited | Meera Corporation Kr | - | NA
BELLARY_BLOCK_2 | BELLARY_BLOCK_2_SMB6.3_S-6 | PV Solar Module String | - | BELLARY_BLOCK_2_SMB6.3 | 13.44 |  |  | 42 | Modules |  |  |  | Out of Warranty | Haeron Modules |  |  |  |  | Haeron Modules | Schneider Electric | HR-320W | [5 empty] | Group Captive | HSEPL | Clean Solar Power Bellary Private Limited | Meera Corporation Kr | - | NA
BELLARY_BLOCK_2 | BELLARY_BLOCK_2_SMB6.3_S-7 | PV Solar Module String | - | BELLARY_BLOCK_2_SMB6.3 | 13.44 |  |  | 42 | Modules |  |  |  | Out of Warranty | Haeron Modules |  |  |  |  | Haeron Modules | Schneider Electric | HR-320W | [5 empty] | Group Captive | HSEPL | Clean Solar Power Bellary Private Limited | Meera Corporation Kr | - | NA
BELLARY_BLOCK_2 | BELLARY_BLOCK_2_SMB6.3_S-8 | PV Solar Module String | - | BELLARY_BLOCK_2_SMB6.3 | 13.44 |  |  | 42 | Modules |  |  |  | Out of Warranty | Haeron Modules |  |  |  |  | Haeron Modules | Schneider Electric | HR-320W | [5 empty] | Group Captive | HSEPL | Clean Solar Power Bellary Private Limited | Meera Corporation Kr | - | NA
BELLARY_BLOCK_2 | BELLARY_BLOCK_2_SMB6.3_S-9 | PV Solar Module String | - | BELLARY_BLOCK_2_SMB6.3 | 13.44 |  |  | 42 | Modules |  |  |  | Out of Warranty | Haeron Modules |  |  |  |  | Haeron Modules | Schneider Electric | HR-320W | [5 empty] | Group Captive | HSEPL | Clean Solar Power Bellary Private Limited | Meera Corporation Kr | - | NA
BELLARY_BLOCK_2 | BELLARY_BLOCK_2_SMB6.3_S-10 | PV Solar Module String | - | BELLARY_BLOCK_2_SMB6.3 | 13.44 |  |  | 42 | Modules |  |  |  | Out of Warranty | Haeron Modules |  |  |  |  | Haeron Modules | Schneider Electric | HR-320W | [5 empty] | Group Captive | HSEPL | Clean Solar Power Bellary Private Limited | Meera Corporation Kr | - | NA
BELLARY_BLOCK_2 | BELLARY_BLOCK_2_SMB6.3_S-11 | PV Solar Module String | - | BELLARY_BLOCK_2_SMB6.3 | 13.44 |  |  | 42 | Modules |  |  |  | Out of Warranty | Haeron Modules |  |  |  |  | Haeron Modules | Schneider Electric | HR-320W | [5 empty] | Group Captive | HSEPL | Clean Solar Power Bellary Private Limited | Meera Corporation Kr | - | NA
BELLARY_BLOCK_2 | BELLARY_BLOCK_2_SMB6.3_S-12 | PV Solar Module String | - | BELLARY_BLOCK_2_SMB6.3 | 13.44 |  |  | 42 | Modules |  |  |  | Out of Warranty | Haeron Modules |  |  |  |  | Haeron Modules | Schneider Electric | HR-320W | [5 empty] | Group Captive | HSEPL | Clean Solar Power Bellary Private Limited | Meera Corporation Kr | - | NA
BELLARY_BLOCK_2 | BELLARY_BLOCK_2_SMB6.3_S-13 | PV Solar Module String | - | BELLARY_BLOCK_2_SMB6.3 | 13.44 |  |  | 42 | Modules |  |  |  | Out of Warranty | Haeron Modules |  |  |  |  | Haeron Modules | Schneider Electric | HR-320W | [5 empty] | Group Captive | HSEPL | Clean Solar Power Bellary Private Limited | Meera Corporation Kr | - | NA
BELLARY_BLOCK_2 | BELLARY_BLOCK_2_SMB6.4_S-1 | PV Solar Module String | - | BELLARY_BLOCK_2_SMB6.4 | 13.44 |  |  | 42 | Modules |  |  |  | Out of Warranty | Haeron Modules |  |  |  |  | Haeron Modules | Schneider Electric | HR-320W | [5 empty] | Group Captive | HSEPL | Clean Solar Power Bellary Private Limited | Meera Corporation Kr | - | NA
BELLARY_BLOCK_2 | BELLARY_BLOCK_2_SMB6.4_S-2 | PV Solar Module String | - | BELLARY_BLOCK_2_SMB6.4 | 13.44 |  |  | 42 | Modules |  |  |  | Out of Warranty | Haeron Modules |  |  |  |  | Haeron Modules | Schneider Electric | HR-320W | [5 empty] | Group Captive | HSEPL | Clean Solar Power Bellary Private Limited | Meera Corporation Kr | - | NA
BELLARY_BLOCK_2 | BELLARY_BLOCK_2_SMB6.4_S-3 | PV Solar Module String | - | BELLARY_BLOCK_2_SMB6.4 | 13.44 |  |  | 42 | Modules |  |  |  | Out of Warranty | Haeron Modules |  |  |  |  | Haeron Modules | Schneider Electric | HR-320W | [5 empty] | Group Captive | HSEPL | Clean Solar Power Bellary Private Limited | Meera Corporation Kr | - | NA
BELLARY_BLOCK_2 | BELLARY_BLOCK_2_SMB6.4_S-4 | PV Solar Module String | - | BELLARY_BLOCK_2_SMB6.4 | 13.44 |  |  | 42 | Modules |  |  |  | Out of Warranty | Haeron Modules |  |  |  |  | Haeron Modules | Schneider Electric | HR-320W | [5 empty] | Group Captive | HSEPL | Clean Solar Power Bellary Private Limited | Meera Corporation Kr | - | NA
BELLARY_BLOCK_2 | BELLARY_BLOCK_2_SMB6.4_S-5 | PV Solar Module String | - | BELLARY_BLOCK_2_SMB6.4 | 13.44 |  |  | 42 | Modules |  |  |  | Out of Warranty | Haeron Modules |  |  |  |  | Haeron Modules | Schneider Electric | HR-320W | [5 empty] | Group Captive | HSEPL | Clean Solar Power Bellary Private Limited | Meera Corporation Kr | - | NA
BELLARY_BLOCK_2 | BELLARY_BLOCK_2_SMB6.4_S-6 | PV Solar Module String | - | BELLARY_BLOCK_2_SMB6.4 | 13.44 |  |  | 42 | Modules |  |  |  | Out of Warranty | Haeron Modules |  |  |  |  | Haeron Modules | Schneider Electric | HR-320W | [5 empty] | Group Captive | HSEPL | Clean Solar Power Bellary Private Limited | Meera Corporation Kr | - | NA
BELLARY_BLOCK_2 | BELLARY_BLOCK_2_SMB6.4_S-7 | PV Solar Module String | - | BELLARY_BLOCK_2_SMB6.4 | 13.44 |  |  | 42 | Modules |  |  |  | Out of Warranty | Haeron Modules |  |  |  |  | Haeron Modules | Schneider Electric | HR-320W | [5 empty] | Group Captive | HSEPL | Clean Solar Power Bellary Private Limited | Meera Corporation Kr | - | NA
BELLARY_BLOCK_2 | BELLARY_BLOCK_2_SMB6.4_S-8 | PV Solar Module String | - | BELLARY_BLOCK_2_SMB6.4 | 13.44 |  |  | 42 | Modules |  |  |  | Out of Warranty | Haeron Modules |  |  |  |  | Haeron Modules | Schneider Electric | HR-320W | [5 empty] | Group Captive | HSEPL | Clean Solar Power Bellary Private Limited | Meera Corporation Kr | - | NA
BELLARY_BLOCK_2 | BELLARY_BLOCK_2_SMB6.4_S-9 | PV Solar Module String | - | BELLARY_BLOCK_2_SMB6.4 | 13.44 |  |  | 42 | Modules |  |  |  | Out of Warranty | Haeron Modules |  |  |  |  | Haeron Modules | Schneider Electric | HR-320W | [5 empty] | Group Captive | HSEPL | Clean Solar Power Bellary Private Limited | Meera Corporation Kr | - | NA
BELLARY_BLOCK_2 | BELLARY_BLOCK_2_SMB6.4_S-10 | PV Solar Module String | - | BELLARY_BLOCK_2_SMB6.4 | 13.44 |  |  | 42 | Modules |  |  |  | Out of Warranty | Haeron Modules |  |  |  |  | Haeron Modules | Schneider Electric | HR-320W | [5 empty] | Group Captive | HSEPL | Clean Solar Power Bellary Private Limited | Meera Corporation Kr | - | NA
BELLARY_BLOCK_2 | BELLARY_BLOCK_2_SMB6.4_S-11 | PV Solar Module String | - | BELLARY_BLOCK_2_SMB6.4 | 13.44 |  |  | 42 | Modules |  |  |  | Out of Warranty | Haeron Modules |  |  |  |  | Haeron Modules | Schneider Electric | HR-320W | [5 empty] | Group Captive | HSEPL | Clean Solar Power Bellary Private Limited | Meera Corporation Kr | - | NA
BELLARY_BLOCK_2 | BELLARY_BLOCK_2_SMB6.4_S-12 | PV Solar Module String | - | BELLARY_BLOCK_2_SMB6.4 | 13.44 |  |  | 42 | Modules |  |  |  | Out of Warranty | Haeron Modules |  |  |  |  | Haeron Modules | Schneider Electric | HR-320W | [5 empty] | Group Captive | HSEPL | Clean Solar Power Bellary Private Limited | Meera Corporation Kr | - | NA
BELLARY_BLOCK_2 | BELLARY_BLOCK_2_SMB6.4_S-13 | PV Solar Module String | - | BELLARY_BLOCK_2_SMB6.4 | 13.44 |  |  | 42 | Modules |  |  |  | Out of Warranty | Haeron Modules |  |  |  |  | Haeron Modules | Schneider Electric | HR-320W | [5 empty] | Group Captive | HSEPL | Clean Solar Power Bellary Private Limited | Meera Corporation Kr | - | NA
BELLARY_BLOCK_2 | BELLARY_BLOCK_2_SMB7.1_S-1 | PV Solar Module String | - | BELLARY_BLOCK_2_SMB7.1 | 13.44 |  |  | 42 | Modules |  |  |  | Out of Warranty | Haeron Modules |  |  |  |  | Haeron Modules | Schneider Electric | HR-320W | [5 empty] | Group Captive | HSEPL | Clean Solar Power Bellary Private Limited | Meera Corporation Kr | - | NA
BELLARY_BLOCK_2 | BELLARY_BLOCK_2_SMB7.1_S-2 | PV Solar Module String | - | BELLARY_BLOCK_2_SMB7.1 | 13.44 |  |  | 42 | Modules |  |  |  | Out of Warranty | Haeron Modules |  |  |  |  | Haeron Modules | Schneider Electric | HR-320W | [5 empty] | Group Captive | HSEPL | Clean Solar Power Bellary Private Limited | Meera Corporation Kr | - | NA
BELLARY_BLOCK_2 | BELLARY_BLOCK_2_SMB7.1_S-3 | PV Solar Module String | - | BELLARY_BLOCK_2_SMB7.1 | 13.44 |  |  | 42 | Modules |  |  |  | Out of Warranty | Haeron Modules |  |  |  |  | Haeron Modules | Schneider Electric | HR-320W | [5 empty] | Group Captive | HSEPL | Clean Solar Power Bellary Private Limited | Meera Corporation Kr | - | NA
BELLARY_BLOCK_2 | BELLARY_BLOCK_2_SMB7.1_S-4 | PV Solar Module String | - | BELLARY_BLOCK_2_SMB7.1 | 13.44 |  |  | 42 | Modules |  |  |  | Out of Warranty | Haeron Modules |  |  |  |  | Haeron Modules | Schneider Electric | HR-320W | [5 empty] | Group Captive | HSEPL | Clean Solar Power Bellary Private Limited | Meera Corporation Kr | - | NA
BELLARY_BLOCK_2 | BELLARY_BLOCK_2_SMB7.1_S-5 | PV Solar Module String | - | BELLARY_BLOCK_2_SMB7.1 | 13.44 |  |  | 42 | Modules |  |  |  | Out of Warranty | Haeron Modules |  |  |  |  | Haeron Modules | Schneider Electric | HR-320W | [5 empty] | Group Captive | HSEPL | Clean Solar Power Bellary Private Limited | Meera Corporation Kr | - | NA
BELLARY_BLOCK_2 | BELLARY_BLOCK_2_SMB7.1_S-6 | PV Solar Module String | - | BELLARY_BLOCK_2_SMB7.1 | 13.44 |  |  | 42 | Modules |  |  |  | Out of Warranty | Haeron Modules |  |  |  |  | Haeron Modules | Schneider Electric | HR-320W | [5 empty] | Group Captive | HSEPL | Clean Solar Power Bellary Private Limited | Meera Corporation Kr | - | NA
BELLARY_BLOCK_2 | BELLARY_BLOCK_2_SMB7.1_S-7 | PV Solar Module String | - | BELLARY_BLOCK_2_SMB7.1 | 13.44 |  |  | 42 | Modules |  |  |  | Out of Warranty | Haeron Modules |  |  |  |  | Haeron Modules | Schneider Electric | HR-320W | [5 empty] | Group Captive | HSEPL | Clean Solar Power Bellary Private Limited | Meera Corporation Kr | - | NA
BELLARY_BLOCK_2 | BELLARY_BLOCK_2_SMB7.1_S-8 | PV Solar Module String | - | BELLARY_BLOCK_2_SMB7.1 | 13.44 |  |  | 42 | Modules |  |  |  | Out of Warranty | Haeron Modules |  |  |  |  | Haeron Modules | Schneider Electric | HR-320W | [5 empty] | Group Captive | HSEPL | Clean Solar Power Bellary Private Limited | Meera Corporation Kr | - | NA
BELLARY_BLOCK_2 | BELLARY_BLOCK_2_SMB7.1_S-9 | PV Solar Module String | - | BELLARY_BLOCK_2_SMB7.1 | 13.44 |  |  | 42 | Modules |  |  |  | Out of Warranty | Haeron Modules |  |  |  |  | Haeron Modules | Schneider Electric | HR-320W | [5 empty] | Group Captive | HSEPL | Clean Solar Power Bellary Private Limited | Meera Corporation Kr | - | NA
BELLARY_BLOCK_2 | BELLARY_BLOCK_2_SMB7.1_S-10 | PV Solar Module String | - | BELLARY_BLOCK_2_SMB7.1 | 13.44 |  |  | 42 | Modules |  |  |  | Out of Warranty | Haeron Modules |  |  |  |  | Haeron Modules | Schneider Electric | HR-320W | [5 empty] | Group Captive | HSEPL | Clean Solar Power Bellary Private Limited | Meera Corporation Kr | - | NA
BELLARY_BLOCK_2 | BELLARY_BLOCK_2_SMB7.1_S-11 | PV Solar Module String | - | BELLARY_BLOCK_2_SMB7.1 | 13.44 |  |  | 42 | Modules |  |  |  | Out of Warranty | Haeron Modules |  |  |  |  | Haeron Modules | Schneider Electric | HR-320W | [5 empty] | Group Captive | HSEPL | Clean Solar Power Bellary Private Limited | Meera Corporation Kr | - | NA
BELLARY_BLOCK_2 | BELLARY_BLOCK_2_SMB7.1_S-12 | PV Solar Module String | - | BELLARY_BLOCK_2_SMB7.1 | 13.44 |  |  | 42 | Modules |  |  |  | Out of Warranty | Haeron Modules |  |  |  |  | Haeron Modules | Schneider Electric | HR-320W | [5 empty] | Group Captive | HSEPL | Clean Solar Power Bellary Private Limited | Meera Corporation Kr | - | NA
BELLARY_BLOCK_2 | BELLARY_BLOCK_2_SMB7.1_S-13 | PV Solar Module String | - | BELLARY_BLOCK_2_SMB7.1 | 13.44 |  |  | 42 | Modules |  |  |  | Out of Warranty | Haeron Modules |  |  |  |  | Haeron Modules | Schneider Electric | HR-320W | [5 empty] | Group Captive | HSEPL | Clean Solar Power Bellary Private Limited | Meera Corporation Kr | - | NA
BELLARY_BLOCK_2 | BELLARY_BLOCK_2_SMB7.1_S-14 | PV Solar Module String | - | BELLARY_BLOCK_2_SMB7.1 | 13.44 |  |  | 42 | Modules |  |  |  | Out of Warranty | Haeron Modules |  |  |  |  | Haeron Modules | Schneider Electric | HR-320W | [5 empty] | Group Captive | HSEPL | Clean Solar Power Bellary Private Limited | Meera Corporation Kr | - | NA
BELLARY_BLOCK_2 | BELLARY_BLOCK_2_SMB7.2_S-1 | PV Solar Module String | - | BELLARY_BLOCK_2_SMB7.2 | 13.44 |  |  | 42 | Modules |  |  |  | Out of Warranty | Haeron Modules |  |  |  |  | Haeron Modules | Schneider Electric | HR-320W | [5 empty] | Group Captive | HSEPL | Clean Solar Power Bellary Private Limited | Meera Corporation Kr | - | NA
BELLARY_BLOCK_2 | BELLARY_BLOCK_2_SMB7.2_S-2 | PV Solar Module String | - | BELLARY_BLOCK_2_SMB7.2 | 13.44 |  |  | 42 | Modules |  |  |  | Out of Warranty | Haeron Modules |  |  |  |  | Haeron Modules | Schneider Electric | HR-320W | [5 empty] | Group Captive | HSEPL | Clean Solar Power Bellary Private Limited | Meera Corporation Kr | - | NA
BELLARY_BLOCK_2 | BELLARY_BLOCK_2_SMB7.2_S-3 | PV Solar Module String | - | BELLARY_BLOCK_2_SMB7.2 | 13.44 |  |  | 42 | Modules |  |  |  | Out of Warranty | Haeron Modules |  |  |  |  | Haeron Modules | Schneider Electric | HR-320W | [5 empty] | Group Captive | HSEPL | Clean Solar Power Bellary Private Limited | Meera Corporation Kr | - | NA
BELLARY_BLOCK_2 | BELLARY_BLOCK_2_SMB7.2_S-4 | PV Solar Module String | - | BELLARY_BLOCK_2_SMB7.2 | 13.44 |  |  | 42 | Modules |  |  |  | Out of Warranty | Haeron Modules |  |  |  |  | Haeron Modules | Schneider Electric | HR-320W | [5 empty] | Group Captive | HSEPL | Clean Solar Power Bellary Private Limited | Meera Corporation Kr | - | NA
BELLARY_BLOCK_2 | BELLARY_BLOCK_2_SMB7.2_S-5 | PV Solar Module String | - | BELLARY_BLOCK_2_SMB7.2 | 13.44 |  |  | 42 | Modules |  |  |  | Out of Warranty | Haeron Modules |  |  |  |  | Haeron Modules | Schneider Electric | HR-320W | [5 empty] | Group Captive | HSEPL | Clean Solar Power Bellary Private Limited | Meera Corporation Kr | - | NA
BELLARY_BLOCK_2 | BELLARY_BLOCK_2_SMB7.2_S-6 | PV Solar Module String | - | BELLARY_BLOCK_2_SMB7.2 | 13.44 |  |  | 42 | Modules |  |  |  | Out of Warranty | Haeron Modules |  |  |  |  | Haeron Modules | Schneider Electric | HR-320W | [5 empty] | Group Captive | HSEPL | Clean Solar Power Bellary Private Limited | Meera Corporation Kr | - | NA
BELLARY_BLOCK_2 | BELLARY_BLOCK_2_SMB7.2_S-7 | PV Solar Module String | - | BELLARY_BLOCK_2_SMB7.2 | 13.44 |  |  | 42 | Modules |  |  |  | Out of Warranty | Haeron Modules |  |  |  |  | Haeron Modules | Schneider Electric | HR-320W | [5 empty] | Group Captive | HSEPL | Clean Solar Power Bellary Private Limited | Meera Corporation Kr | - | NA
BELLARY_BLOCK_2 | BELLARY_BLOCK_2_SMB7.2_S-8 | PV Solar Module String | - | BELLARY_BLOCK_2_SMB7.2 | 13.44 |  |  | 42 | Modules |  |  |  | Out of Warranty | Haeron Modules |  |  |  |  | Haeron Modules | Schneider Electric | HR-320W | [5 empty] | Group Captive | HSEPL | Clean Solar Power Bellary Private Limited | Meera Corporation Kr | - | NA
BELLARY_BLOCK_2 | BELLARY_BLOCK_2_SMB7.2_S-9 | PV Solar Module String | - | BELLARY_BLOCK_2_SMB7.2 | 13.44 |  |  | 42 | Modules |  |  |  | Out of Warranty | Haeron Modules |  |  |  |  | Haeron Modules | Schneider Electric | HR-320W | [5 empty] | Group Captive | HSEPL | Clean Solar Power Bellary Private Limited | Meera Corporation Kr | - | NA
BELLARY_BLOCK_2 | BELLARY_BLOCK_2_SMB7.2_S-10 | PV Solar Module String | - | BELLARY_BLOCK_2_SMB7.2 | 13.44 |  |  | 42 | Modules |  |  |  | Out of Warranty | Haeron Modules |  |  |  |  | Haeron Modules | Schneider Electric | HR-320W | [5 empty] | Group Captive | HSEPL | Clean Solar Power Bellary Private Limited | Meera Corporation Kr | - | NA
BELLARY_BLOCK_2 | BELLARY_BLOCK_2_SMB7.2_S-11 | PV Solar Module String | - | BELLARY_BLOCK_2_SMB7.2 | 13.44 |  |  | 42 | Modules |  |  |  | Out of Warranty | Haeron Modules |  |  |  |  | Haeron Modules | Schneider Electric | HR-320W | [5 empty] | Group Captive | HSEPL | Clean Solar Power Bellary Private Limited | Meera Corporation Kr | - | NA
BELLARY_BLOCK_2 | BELLARY_BLOCK_2_SMB7.2_S-12 | PV Solar Module String | - | BELLARY_BLOCK_2_SMB7.2 | 13.44 |  |  | 42 | Modules |  |  |  | Out of Warranty | Haeron Modules |  |  |  |  | Haeron Modules | Schneider Electric | HR-320W | [5 empty] | Group Captive | HSEPL | Clean Solar Power Bellary Private Limited | Meera Corporation Kr | - | NA
BELLARY_BLOCK_2 | BELLARY_BLOCK_2_SMB7.2_S-13 | PV Solar Module String | - | BELLARY_BLOCK_2_SMB7.2 | 13.44 |  |  | 42 | Modules |  |  |  | Out of Warranty | Haeron Modules |  |  |  |  | Haeron Modules | Schneider Electric | HR-320W | [5 empty] | Group Captive | HSEPL | Clean Solar Power Bellary Private Limited | Meera Corporation Kr | - | NA
BELLARY_BLOCK_2 | BELLARY_BLOCK_2_SMB7.2_S-14 | PV Solar Module String | - | BELLARY_BLOCK_2_SMB7.2 | 13.44 |  |  | 42 | Modules |  |  |  | Out of Warranty | Haeron Modules |  |  |  |  | Haeron Modules | Schneider Electric | HR-320W | [5 empty] | Group Captive | HSEPL | Clean Solar Power Bellary Private Limited | Meera Corporation Kr | - | NA
BELLARY_BLOCK_2 | BELLARY_BLOCK_2_SMB7.3_S-1 | PV Solar Module String | - | BELLARY_BLOCK_2_SMB7.3 | 13.44 |  |  | 42 | Modules |  |  |  | Out of Warranty | Haeron Modules |  |  |  |  | Haeron Modules | Schneider Electric | HR-320W | [5 empty] | Group Captive | HSEPL | Clean Solar Power Bellary Private Limited | Meera Corporation Kr | - | NA
BELLARY_BLOCK_2 | BELLARY_BLOCK_2_SMB7.3_S-2 | PV Solar Module String | - | BELLARY_BLOCK_2_SMB7.3 | 13.44 |  |  | 42 | Modules |  |  |  | Out of Warranty | Haeron Modules |  |  |  |  | Haeron Modules | Schneider Electric | HR-320W | [5 empty] | Group Captive | HSEPL | Clean Solar Power Bellary Private Limited | Meera Corporation Kr | - | NA
BELLARY_BLOCK_2 | BELLARY_BLOCK_2_SMB7.3_S-3 | PV Solar Module String | - | BELLARY_BLOCK_2_SMB7.3 | 13.44 |  |  | 42 | Modules |  |  |  | Out of Warranty | Haeron Modules |  |  |  |  | Haeron Modules | Schneider Electric | HR-320W | [5 empty] | Group Captive | HSEPL | Clean Solar Power Bellary Private Limited | Meera Corporation Kr | - | NA
BELLARY_BLOCK_2 | BELLARY_BLOCK_2_SMB7.3_S-4 | PV Solar Module String | - | BELLARY_BLOCK_2_SMB7.3 | 13.44 |  |  | 42 | Modules |  |  |  | Out of Warranty | Haeron Modules |  |  |  |  | Haeron Modules | Schneider Electric | HR-320W | [5 empty] | Group Captive | HSEPL | Clean Solar Power Bellary Private Limited | Meera Corporation Kr | - | NA
BELLARY_BLOCK_2 | BELLARY_BLOCK_2_SMB7.3_S-5 | PV Solar Module String | - | BELLARY_BLOCK_2_SMB7.3 | 13.44 |  |  | 42 | Modules |  |  |  | Out of Warranty | Haeron Modules |  |  |  |  | Haeron Modules | Schneider Electric | HR-320W | [5 empty] | Group Captive | HSEPL | Clean Solar Power Bellary Private Limited | Meera Corporation Kr | - | NA
BELLARY_BLOCK_2 | BELLARY_BLOCK_2_SMB7.3_S-6 | PV Solar Module String | - | BELLARY_BLOCK_2_SMB7.3 | 13.44 |  |  | 42 | Modules |  |  |  | Out of Warranty | Haeron Modules |  |  |  |  | Haeron Modules | Schneider Electric | HR-320W | [5 empty] | Group Captive | HSEPL | Clean Solar Power Bellary Private Limited | Meera Corporation Kr | - | NA
BELLARY_BLOCK_2 | BELLARY_BLOCK_2_SMB7.3_S-7 | PV Solar Module String | - | BELLARY_BLOCK_2_SMB7.3 | 13.44 |  |  | 42 | Modules |  |  |  | Out of Warranty | Haeron Modules |  |  |  |  | Haeron Modules | Schneider Electric | HR-320W | [5 empty] | Group Captive | HSEPL | Clean Solar Power Bellary Private Limited | Meera Corporation Kr | - | NA
BELLARY_BLOCK_2 | BELLARY_BLOCK_2_SMB7.3_S-8 | PV Solar Module String | - | BELLARY_BLOCK_2_SMB7.3 | 13.44 |  |  | 42 | Modules |  |  |  | Out of Warranty | Haeron Modules |  |  |  |  | Haeron Modules | Schneider Electric | HR-320W | [5 empty] | Group Captive | HSEPL | Clean Solar Power Bellary Private Limited | Meera Corporation Kr | - | NA
BELLARY_BLOCK_2 | BELLARY_BLOCK_2_SMB7.3_S-9 | PV Solar Module String | - | BELLARY_BLOCK_2_SMB7.3 | 13.44 |  |  | 42 | Modules |  |  |  | Out of Warranty | Haeron Modules |  |  |  |  | Haeron Modules | Schneider Electric | HR-320W | [5 empty] | Group Captive | HSEPL | Clean Solar Power Bellary Private Limited | Meera Corporation Kr | - | NA
BELLARY_BLOCK_2 | BELLARY_BLOCK_2_SMB7.3_S-10 | PV Solar Module String | - | BELLARY_BLOCK_2_SMB7.3 | 13.44 |  |  | 42 | Modules |  |  |  | Out of Warranty | Haeron Modules |  |  |  |  | Haeron Modules | Schneider Electric | HR-320W | [5 empty] | Group Captive | HSEPL | Clean Solar Power Bellary Private Limited | Meera Corporation Kr | - | NA
BELLARY_BLOCK_2 | BELLARY_BLOCK_2_SMB7.3_S-11 | PV Solar Module String | - | BELLARY_BLOCK_2_SMB7.3 | 13.44 |  |  | 42 | Modules |  |  |  | Out of Warranty | Haeron Modules |  |  |  |  | Haeron Modules | Schneider Electric | HR-320W | [5 empty] | Group Captive | HSEPL | Clean Solar Power Bellary Private Limited | Meera Corporation Kr | - | NA
BELLARY_BLOCK_2 | BELLARY_BLOCK_2_SMB7.3_S-12 | PV Solar Module String | - | BELLARY_BLOCK_2_SMB7.3 | 13.44 |  |  | 42 | Modules |  |  |  | Out of Warranty | Haeron Modules |  |  |  |  | Haeron Modules | Schneider Electric | HR-320W | [5 empty] | Group Captive | HSEPL | Clean Solar Power Bellary Private Limited | Meera Corporation Kr | - | NA
BELLARY_BLOCK_2 | BELLARY_BLOCK_2_SMB7.3_S-13 | PV Solar Module String | - | BELLARY_BLOCK_2_SMB7.3 | 13.44 |  |  | 42 | Modules |  |  |  | Out of Warranty | Haeron Modules |  |  |  |  | Haeron Modules | Schneider Electric | HR-320W | [5 empty] | Group Captive | HSEPL | Clean Solar Power Bellary Private Limited | Meera Corporation Kr | - | NA
BELLARY_BLOCK_2 | BELLARY_BLOCK_2_SMB7.4_S-1 | PV Solar Module String | - | BELLARY_BLOCK_2_SMB7.4 | 13.44 |  |  | 42 | Modules |  |  |  | Out of Warranty | Haeron Modules |  |  |  |  | Haeron Modules | Schneider Electric | HR-320W | [5 empty] | Group Captive | HSEPL | Clean Solar Power Bellary Private Limited | Meera Corporation Kr | - | NA
BELLARY_BLOCK_2 | BELLARY_BLOCK_2_SMB7.4_S-2 | PV Solar Module String | - | BELLARY_BLOCK_2_SMB7.4 | 13.44 |  |  | 42 | Modules |  |  |  | Out of Warranty | Haeron Modules |  |  |  |  | Haeron Modules | Schneider Electric | HR-320W | [5 empty] | Group Captive | HSEPL | Clean Solar Power Bellary Private Limited | Meera Corporation Kr | - | NA
BELLARY_BLOCK_2 | BELLARY_BLOCK_2_SMB7.4_S-3 | PV Solar Module String | - | BELLARY_BLOCK_2_SMB7.4 | 13.44 |  |  | 42 | Modules |  |  |  | Out of Warranty | Haeron Modules |  |  |  |  | Haeron Modules | Schneider Electric | HR-320W | [5 empty] | Group Captive | HSEPL | Clean Solar Power Bellary Private Limited | Meera Corporation Kr | - | NA
BELLARY_BLOCK_2 | BELLARY_BLOCK_2_SMB7.4_S-4 | PV Solar Module String | - | BELLARY_BLOCK_2_SMB7.4 | 13.44 |  |  | 42 | Modules |  |  |  | Out of Warranty | Haeron Modules |  |  |  |  | Haeron Modules | Schneider Electric | HR-320W | [5 empty] | Group Captive | HSEPL | Clean Solar Power Bellary Private Limited | Meera Corporation Kr | - | NA
BELLARY_BLOCK_2 | BELLARY_BLOCK_2_SMB7.4_S-5 | PV Solar Module String | - | BELLARY_BLOCK_2_SMB7.4 | 13.44 |  |  | 42 | Modules |  |  |  | Out of Warranty | Haeron Modules |  |  |  |  | Haeron Modules | Schneider Electric | HR-320W | [5 empty] | Group Captive | HSEPL | Clean Solar Power Bellary Private Limited | Meera Corporation Kr | - | NA
BELLARY_BLOCK_2 | BELLARY_BLOCK_2_SMB7.4_S-6 | PV Solar Module String | - | BELLARY_BLOCK_2_SMB7.4 | 13.44 |  |  | 42 | Modules |  |  |  | Out of Warranty | Haeron Modules |  |  |  |  | Haeron Modules | Schneider Electric | HR-320W | [5 empty] | Group Captive | HSEPL | Clean Solar Power Bellary Private Limited | Meera Corporation Kr | - | NA
BELLARY_BLOCK_2 | BELLARY_BLOCK_2_SMB7.4_S-7 | PV Solar Module String | - | BELLARY_BLOCK_2_SMB7.4 | 13.44 |  |  | 42 | Modules |  |  |  | Out of Warranty | Haeron Modules |  |  |  |  | Haeron Modules | Schneider Electric | HR-320W | [5 empty] | Group Captive | HSEPL | Clean Solar Power Bellary Private Limited | Meera Corporation Kr | - | NA
BELLARY_BLOCK_2 | BELLARY_BLOCK_2_SMB7.4_S-8 | PV Solar Module String | - | BELLARY_BLOCK_2_SMB7.4 | 13.44 |  |  | 42 | Modules |  |  |  | Out of Warranty | Haeron Modules |  |  |  |  | Haeron Modules | Schneider Electric | HR-320W | [5 empty] | Group Captive | HSEPL | Clean Solar Power Bellary Private Limited | Meera Corporation Kr | - | NA
BELLARY_BLOCK_2 | BELLARY_BLOCK_2_SMB7.4_S-9 | PV Solar Module String | - | BELLARY_BLOCK_2_SMB7.4 | 13.44 |  |  | 42 | Modules |  |  |  | Out of Warranty | Haeron Modules |  |  |  |  | Haeron Modules | Schneider Electric | HR-320W | [5 empty] | Group Captive | HSEPL | Clean Solar Power Bellary Private Limited | Meera Corporation Kr | - | NA
BELLARY_BLOCK_2 | BELLARY_BLOCK_2_SMB7.4_S-10 | PV Solar Module String | - | BELLARY_BLOCK_2_SMB7.4 | 13.44 |  |  | 42 | Modules |  |  |  | Out of Warranty | Haeron Modules |  |  |  |  | Haeron Modules | Schneider Electric | HR-320W | [5 empty] | Group Captive | HSEPL | Clean Solar Power Bellary Private Limited | Meera Corporation Kr | - | NA
BELLARY_BLOCK_2 | BELLARY_BLOCK_2_SMB7.4_S-11 | PV Solar Module String | - | BELLARY_BLOCK_2_SMB7.4 | 13.44 |  |  | 42 | Modules |  |  |  | Out of Warranty | Haeron Modules |  |  |  |  | Haeron Modules | Schneider Electric | HR-320W | [5 empty] | Group Captive | HSEPL | Clean Solar Power Bellary Private Limited | Meera Corporation Kr | - | NA
BELLARY_BLOCK_2 | BELLARY_BLOCK_2_SMB7.4_S-12 | PV Solar Module String | - | BELLARY_BLOCK_2_SMB7.4 | 13.44 |  |  | 42 | Modules |  |  |  | Out of Warranty | Haeron Modules |  |  |  |  | Haeron Modules | Schneider Electric | HR-320W | [5 empty] | Group Captive | HSEPL | Clean Solar Power Bellary Private Limited | Meera Corporation Kr | - | NA
BELLARY_BLOCK_2 | BELLARY_BLOCK_2_SMB7.4_S-13 | PV Solar Module String | - | BELLARY_BLOCK_2_SMB7.4 | 13.44 |  |  | 42 | Modules |  |  |  | Out of Warranty | Haeron Modules |  |  |  |  | Haeron Modules | Schneider Electric | HR-320W | [5 empty] | Group Captive | HSEPL | Clean Solar Power Bellary Private Limited | Meera Corporation Kr | - | NA
BELLARY_BLOCK_2 | BELLARY_BLOCK_2_SMB8.1_S-1 | PV Solar Module String | - | BELLARY_BLOCK_2_SMB8.1 | 13.65 |  |  | 42 | Modules |  |  |  | Out of Warranty | Haeron Modules |  |  |  |  | Haeron Modules | Schneider Electric | HR-325W | [5 empty] | Group Captive | HSEPL | Clean Solar Power Bellary Private Limited | Meera Corporation Kr | - | NA
BELLARY_BLOCK_2 | BELLARY_BLOCK_2_SMB8.1_S-2 | PV Solar Module String | - | BELLARY_BLOCK_2_SMB8.1 | 13.65 |  |  | 42 | Modules |  |  |  | Out of Warranty | Haeron Modules |  |  |  |  | Haeron Modules | Schneider Electric | HR-325W | [5 empty] | Group Captive | HSEPL | Clean Solar Power Bellary Private Limited | Meera Corporation Kr | - | NA
BELLARY_BLOCK_2 | BELLARY_BLOCK_2_SMB8.1_S-3 | PV Solar Module String | - | BELLARY_BLOCK_2_SMB8.1 | 13.65 |  |  | 42 | Modules |  |  |  | Out of Warranty | Haeron Modules |  |  |  |  | Haeron Modules | Schneider Electric | HR-325W | [5 empty] | Group Captive | HSEPL | Clean Solar Power Bellary Private Limited | Meera Corporation Kr | - | NA
BELLARY_BLOCK_2 | BELLARY_BLOCK_2_SMB8.1_S-4 | PV Solar Module String | - | BELLARY_BLOCK_2_SMB8.1 | 13.65 |  |  | 42 | Modules |  |  |  | Out of Warranty | Haeron Modules |  |  |  |  | Haeron Modules | Schneider Electric | HR-325W | [5 empty] | Group Captive | HSEPL | Clean Solar Power Bellary Private Limited | Meera Corporation Kr | - | NA
BELLARY_BLOCK_2 | BELLARY_BLOCK_2_SMB8.1_S-5 | PV Solar Module String | - | BELLARY_BLOCK_2_SMB8.1 | 13.65 |  |  | 42 | Modules |  |  |  | Out of Warranty | Haeron Modules |  |  |  |  | Haeron Modules | Schneider Electric | HR-325W | [5 empty] | Group Captive | HSEPL | Clean Solar Power Bellary Private Limited | Meera Corporation Kr | - | NA
BELLARY_BLOCK_2 | BELLARY_BLOCK_2_SMB8.1_S-6 | PV Solar Module String | - | BELLARY_BLOCK_2_SMB8.1 | 13.65 |  |  | 42 | Modules |  |  |  | Out of Warranty | Haeron Modules |  |  |  |  | Haeron Modules | Schneider Electric | HR-325W | [5 empty] | Group Captive | HSEPL | Clean Solar Power Bellary Private Limited | Meera Corporation Kr | - | NA
BELLARY_BLOCK_2 | BELLARY_BLOCK_2_SMB8.1_S-7 | PV Solar Module String | - | BELLARY_BLOCK_2_SMB8.1 | 13.65 |  |  | 42 | Modules |  |  |  | Out of Warranty | Haeron Modules |  |  |  |  | Haeron Modules | Schneider Electric | HR-325W | [5 empty] | Group Captive | HSEPL | Clean Solar Power Bellary Private Limited | Meera Corporation Kr | - | NA
BELLARY_BLOCK_2 | BELLARY_BLOCK_2_SMB8.1_S-8 | PV Solar Module String | - | BELLARY_BLOCK_2_SMB8.1 | 13.65 |  |  | 42 | Modules |  |  |  | Out of Warranty | Haeron Modules |  |  |  |  | Haeron Modules | Schneider Electric | HR-325W | [5 empty] | Group Captive | HSEPL | Clean Solar Power Bellary Private Limited | Meera Corporation Kr | - | NA
BELLARY_BLOCK_2 | BELLARY_BLOCK_2_SMB8.1_S-9 | PV Solar Module String | - | BELLARY_BLOCK_2_SMB8.1 | 13.65 |  |  | 42 | Modules |  |  |  | Out of Warranty | Haeron Modules |  |  |  |  | Haeron Modules | Schneider Electric | HR-325W | [5 empty] | Group Captive | HSEPL | Clean Solar Power Bellary Private Limited | Meera Corporation Kr | - | NA
BELLARY_BLOCK_2 | BELLARY_BLOCK_2_SMB8.1_S-10 | PV Solar Module String | - | BELLARY_BLOCK_2_SMB8.1 | 13.65 |  |  | 42 | Modules |  |  |  | Out of Warranty | Haeron Modules |  |  |  |  | Haeron Modules | Schneider Electric | HR-325W | [5 empty] | Group Captive | HSEPL | Clean Solar Power Bellary Private Limited | Meera Corporation Kr | - | NA
BELLARY_BLOCK_2 | BELLARY_BLOCK_2_SMB8.1_S-11 | PV Solar Module String | - | BELLARY_BLOCK_2_SMB8.1 | 13.65 |  |  | 42 | Modules |  |  |  | Out of Warranty | Haeron Modules |  |  |  |  | Haeron Modules | Schneider Electric | HR-325W | [5 empty] | Group Captive | HSEPL | Clean Solar Power Bellary Private Limited | Meera Corporation Kr | - | NA
BELLARY_BLOCK_2 | BELLARY_BLOCK_2_SMB8.1_S-12 | PV Solar Module String | - | BELLARY_BLOCK_2_SMB8.1 | 13.65 |  |  | 42 | Modules |  |  |  | Out of Warranty | Haeron Modules |  |  |  |  | Haeron Modules | Schneider Electric | HR-325W | [5 empty] | Group Captive | HSEPL | Clean Solar Power Bellary Private Limited | Meera Corporation Kr | - | NA
BELLARY_BLOCK_2 | BELLARY_BLOCK_2_SMB8.1_S-13 | PV Solar Module String | - | BELLARY_BLOCK_2_SMB8.1 | 13.65 |  |  | 42 | Modules |  |  |  | Out of Warranty | Haeron Modules |  |  |  |  | Haeron Modules | Schneider Electric | HR-325W | [5 empty] | Group Captive | HSEPL | Clean Solar Power Bellary Private Limited | Meera Corporation Kr | - | NA
BELLARY_BLOCK_2 | BELLARY_BLOCK_2_SMB8.1_S-14 | PV Solar Module String | - | BELLARY_BLOCK_2_SMB8.1 | 13.65 |  |  | 42 | Modules |  |  |  | Out of Warranty | Haeron Modules |  |  |  |  | Haeron Modules | Schneider Electric | HR-325W | [5 empty] | Group Captive | HSEPL | Clean Solar Power Bellary Private Limited | Meera Corporation Kr | - | NA
BELLARY_BLOCK_2 | BELLARY_BLOCK_2_SMB8.2_S-1 | PV Solar Module String | - | BELLARY_BLOCK_2_SMB8.2 | 13.65 |  |  | 42 | Modules |  |  |  | Out of Warranty | Haeron Modules |  |  |  |  | Haeron Modules | Schneider Electric | HR-325W | [5 empty] | Group Captive | HSEPL | Clean Solar Power Bellary Private Limited | Meera Corporation Kr | - | NA
BELLARY_BLOCK_2 | BELLARY_BLOCK_2_SMB8.2_S-2 | PV Solar Module String | - | BELLARY_BLOCK_2_SMB8.2 | 13.65 |  |  | 42 | Modules |  |  |  | Out of Warranty | Haeron Modules |  |  |  |  | Haeron Modules | Schneider Electric | HR-325W | [5 empty] | Group Captive | HSEPL | Clean Solar Power Bellary Private Limited | Meera Corporation Kr | - | NA
BELLARY_BLOCK_2 | BELLARY_BLOCK_2_SMB8.2_S-3 | PV Solar Module String | - | BELLARY_BLOCK_2_SMB8.2 | 13.65 |  |  | 42 | Modules |  |  |  | Out of Warranty | Haeron Modules |  |  |  |  | Haeron Modules | Schneider Electric | HR-325W | [5 empty] | Group Captive | HSEPL | Clean Solar Power Bellary Private Limited | Meera Corporation Kr | - | NA
BELLARY_BLOCK_2 | BELLARY_BLOCK_2_SMB8.2_S-4 | PV Solar Module String | - | BELLARY_BLOCK_2_SMB8.2 | 13.65 |  |  | 42 | Modules |  |  |  | Out of Warranty | Haeron Modules |  |  |  |  | Haeron Modules | Schneider Electric | HR-325W | [5 empty] | Group Captive | HSEPL | Clean Solar Power Bellary Private Limited | Meera Corporation Kr | - | NA
BELLARY_BLOCK_2 | BELLARY_BLOCK_2_SMB8.2_S-5 | PV Solar Module String | - | BELLARY_BLOCK_2_SMB8.2 | 13.65 |  |  | 42 | Modules |  |  |  | Out of Warranty | Haeron Modules |  |  |  |  | Haeron Modules | Schneider Electric | HR-325W | [5 empty] | Group Captive | HSEPL | Clean Solar Power Bellary Private Limited | Meera Corporation Kr | - | NA
BELLARY_BLOCK_2 | BELLARY_BLOCK_2_SMB8.2_S-6 | PV Solar Module String | - | BELLARY_BLOCK_2_SMB8.2 | 13.65 |  |  | 42 | Modules |  |  |  | Out of Warranty | Haeron Modules |  |  |  |  | Haeron Modules | Schneider Electric | HR-325W | [5 empty] | Group Captive | HSEPL | Clean Solar Power Bellary Private Limited | Meera Corporation Kr | - | NA
BELLARY_BLOCK_2 | BELLARY_BLOCK_2_SMB8.2_S-7 | PV Solar Module String | - | BELLARY_BLOCK_2_SMB8.2 | 13.65 |  |  | 42 | Modules |  |  |  | Out of Warranty | Haeron Modules |  |  |  |  | Haeron Modules | Schneider Electric | HR-325W | [5 empty] | Group Captive | HSEPL | Clean Solar Power Bellary Private Limited | Meera Corporation Kr | - | NA
BELLARY_BLOCK_2 | BELLARY_BLOCK_2_SMB8.2_S-8 | PV Solar Module String | - | BELLARY_BLOCK_2_SMB8.2 | 13.65 |  |  | 42 | Modules |  |  |  | Out of Warranty | Haeron Modules |  |  |  |  | Haeron Modules | Schneider Electric | HR-325W | [5 empty] | Group Captive | HSEPL | Clean Solar Power Bellary Private Limited | Meera Corporation Kr | - | NA
BELLARY_BLOCK_2 | BELLARY_BLOCK_2_SMB8.2_S-9 | PV Solar Module String | - | BELLARY_BLOCK_2_SMB8.2 | 13.65 |  |  | 42 | Modules |  |  |  | Out of Warranty | Haeron Modules |  |  |  |  | Haeron Modules | Schneider Electric | HR-325W | [5 empty] | Group Captive | HSEPL | Clean Solar Power Bellary Private Limited | Meera Corporation Kr | - | NA
BELLARY_BLOCK_2 | BELLARY_BLOCK_2_SMB8.2_S-10 | PV Solar Module String | - | BELLARY_BLOCK_2_SMB8.2 | 13.65 |  |  | 42 | Modules |  |  |  | Out of Warranty | Haeron Modules |  |  |  |  | Haeron Modules | Schneider Electric | HR-325W | [5 empty] | Group Captive | HSEPL | Clean Solar Power Bellary Private Limited | Meera Corporation Kr | - | NA
BELLARY_BLOCK_2 | BELLARY_BLOCK_2_SMB8.2_S-11 | PV Solar Module String | - | BELLARY_BLOCK_2_SMB8.2 | 13.65 |  |  | 42 | Modules |  |  |  | Out of Warranty | Haeron Modules |  |  |  |  | Haeron Modules | Schneider Electric | HR-325W | [5 empty] | Group Captive | HSEPL | Clean Solar Power Bellary Private Limited | Meera Corporation Kr | - | NA
BELLARY_BLOCK_2 | BELLARY_BLOCK_2_SMB8.2_S-12 | PV Solar Module String | - | BELLARY_BLOCK_2_SMB8.2 | 13.65 |  |  | 42 | Modules |  |  |  | Out of Warranty | Haeron Modules |  |  |  |  | Haeron Modules | Schneider Electric | HR-325W | [5 empty] | Group Captive | HSEPL | Clean Solar Power Bellary Private Limited | Meera Corporation Kr | - | NA
BELLARY_BLOCK_2 | BELLARY_BLOCK_2_SMB8.2_S-13 | PV Solar Module String | - | BELLARY_BLOCK_2_SMB8.2 | 13.65 |  |  | 42 | Modules |  |  |  | Out of Warranty | Haeron Modules |  |  |  |  | Haeron Modules | Schneider Electric | HR-325W | [5 empty] | Group Captive | HSEPL | Clean Solar Power Bellary Private Limited | Meera Corporation Kr | - | NA
BELLARY_BLOCK_2 | BELLARY_BLOCK_2_SMB8.2_S-14 | PV Solar Module String | - | BELLARY_BLOCK_2_SMB8.2 | 13.65 |  |  | 42 | Modules |  |  |  | Out of Warranty | Haeron Modules |  |  |  |  | Haeron Modules | Schneider Electric | HR-325W | [5 empty] | Group Captive | HSEPL | Clean Solar Power Bellary Private Limited | Meera Corporation Kr | - | NA
BELLARY_BLOCK_2 | BELLARY_BLOCK_2_SMB8.3_S-1 | PV Solar Module String | - | BELLARY_BLOCK_2_SMB8.3 | 13.65 |  |  | 42 | Modules |  |  |  | Out of Warranty | Haeron Modules |  |  |  |  | Haeron Modules | Schneider Electric | HR-325W | [5 empty] | Group Captive | HSEPL | Clean Solar Power Bellary Private Limited | Meera Corporation Kr | - | NA
BELLARY_BLOCK_2 | BELLARY_BLOCK_2_SMB8.3_S-2 | PV Solar Module String | - | BELLARY_BLOCK_2_SMB8.3 | 13.65 |  |  | 42 | Modules |  |  |  | Out of Warranty | Haeron Modules |  |  |  |  | Haeron Modules | Schneider Electric | HR-325W | [5 empty] | Group Captive | HSEPL | Clean Solar Power Bellary Private Limited | Meera Corporation Kr | - | NA
BELLARY_BLOCK_2 | BELLARY_BLOCK_2_SMB8.3_S-3 | PV Solar Module String | - | BELLARY_BLOCK_2_SMB8.3 | 13.65 |  |  | 42 | Modules |  |  |  | Out of Warranty | Haeron Modules |  |  |  |  | Haeron Modules | Schneider Electric | HR-325W | [5 empty] | Group Captive | HSEPL | Clean Solar Power Bellary Private Limited | Meera Corporation Kr | - | NA
BELLARY_BLOCK_2 | BELLARY_BLOCK_2_SMB8.3_S-4 | PV Solar Module String | - | BELLARY_BLOCK_2_SMB8.3 | 13.65 |  |  | 42 | Modules |  |  |  | Out of Warranty | Haeron Modules |  |  |  |  | Haeron Modules | Schneider Electric | HR-325W | [5 empty] | Group Captive | HSEPL | Clean Solar Power Bellary Private Limited | Meera Corporation Kr | - | NA
BELLARY_BLOCK_2 | BELLARY_BLOCK_2_SMB8.3_S-5 | PV Solar Module String | - | BELLARY_BLOCK_2_SMB8.3 | 13.65 |  |  | 42 | Modules |  |  |  | Out of Warranty | Haeron Modules |  |  |  |  | Haeron Modules | Schneider Electric | HR-325W | [5 empty] | Group Captive | HSEPL | Clean Solar Power Bellary Private Limited | Meera Corporation Kr | - | NA
BELLARY_BLOCK_2 | BELLARY_BLOCK_2_SMB8.3_S-6 | PV Solar Module String | - | BELLARY_BLOCK_2_SMB8.3 | 13.65 |  |  | 42 | Modules |  |  |  | Out of Warranty | Haeron Modules |  |  |  |  | Haeron Modules | Schneider Electric | HR-325W | [5 empty] | Group Captive | HSEPL | Clean Solar Power Bellary Private Limited | Meera Corporation Kr | - | NA
BELLARY_BLOCK_2 | BELLARY_BLOCK_2_SMB8.3_S-7 | PV Solar Module String | - | BELLARY_BLOCK_2_SMB8.3 | 13.65 |  |  | 42 | Modules |  |  |  | Out of Warranty | Haeron Modules |  |  |  |  | Haeron Modules | Schneider Electric | HR-325W | [5 empty] | Group Captive | HSEPL | Clean Solar Power Bellary Private Limited | Meera Corporation Kr | - | NA
BELLARY_BLOCK_2 | BELLARY_BLOCK_2_SMB8.3_S-8 | PV Solar Module String | - | BELLARY_BLOCK_2_SMB8.3 | 13.65 |  |  | 42 | Modules |  |  |  | Out of Warranty | Haeron Modules |  |  |  |  | Haeron Modules | Schneider Electric | HR-325W | [5 empty] | Group Captive | HSEPL | Clean Solar Power Bellary Private Limited | Meera Corporation Kr | - | NA
BELLARY_BLOCK_2 | BELLARY_BLOCK_2_SMB8.3_S-9 | PV Solar Module String | - | BELLARY_BLOCK_2_SMB8.3 | 13.65 |  |  | 42 | Modules |  |  |  | Out of Warranty | Haeron Modules |  |  |  |  | Haeron Modules | Schneider Electric | HR-325W | [5 empty] | Group Captive | HSEPL | Clean Solar Power Bellary Private Limited | Meera Corporation Kr | - | NA
BELLARY_BLOCK_2 | BELLARY_BLOCK_2_SMB8.3_S-10 | PV Solar Module String | - | BELLARY_BLOCK_2_SMB8.3 | 13.65 |  |  | 42 | Modules |  |  |  | Out of Warranty | Haeron Modules |  |  |  |  | Haeron Modules | Schneider Electric | HR-325W | [5 empty] | Group Captive | HSEPL | Clean Solar Power Bellary Private Limited | Meera Corporation Kr | - | NA
BELLARY_BLOCK_2 | BELLARY_BLOCK_2_SMB8.3_S-11 | PV Solar Module String | - | BELLARY_BLOCK_2_SMB8.3 | 13.65 |  |  | 42 | Modules |  |  |  | Out of Warranty | Haeron Modules |  |  |  |  | Haeron Modules | Schneider Electric | HR-325W | [5 empty] | Group Captive | HSEPL | Clean Solar Power Bellary Private Limited | Meera Corporation Kr | - | NA
BELLARY_BLOCK_2 | BELLARY_BLOCK_2_SMB8.3_S-12 | PV Solar Module String | - | BELLARY_BLOCK_2_SMB8.3 | 13.65 |  |  | 42 | Modules |  |  |  | Out of Warranty | Haeron Modules |  |  |  |  | Haeron Modules | Schneider Electric | HR-325W | [5 empty] | Group Captive | HSEPL | Clean Solar Power Bellary Private Limited | Meera Corporation Kr | - | NA
BELLARY_BLOCK_2 | BELLARY_BLOCK_2_SMB8.3_S-13 | PV Solar Module String | - | BELLARY_BLOCK_2_SMB8.3 | 13.65 |  |  | 42 | Modules |  |  |  | Out of Warranty | Haeron Modules |  |  |  |  | Haeron Modules | Schneider Electric | HR-325W | [5 empty] | Group Captive | HSEPL | Clean Solar Power Bellary Private Limited | Meera Corporation Kr | - | NA
BELLARY_BLOCK_2 | BELLARY_BLOCK_2_SMB8.4_S-1 | PV Solar Module String | - | BELLARY_BLOCK_2_SMB8.4 | 13.65 |  |  | 42 | Modules |  |  |  | Out of Warranty | Haeron Modules |  |  |  |  | Haeron Modules | Schneider Electric | HR-325W | [5 empty] | Group Captive | HSEPL | Clean Solar Power Bellary Private Limited | Meera Corporation Kr | - | NA
BELLARY_BLOCK_2 | BELLARY_BLOCK_2_SMB8.4_S-2 | PV Solar Module String | - | BELLARY_BLOCK_2_SMB8.4 | 13.65 |  |  | 42 | Modules |  |  |  | Out of Warranty | Haeron Modules |  |  |  |  | Haeron Modules | Schneider Electric | HR-325W | [5 empty] | Group Captive | HSEPL | Clean Solar Power Bellary Private Limited | Meera Corporation Kr | - | NA
BELLARY_BLOCK_2 | BELLARY_BLOCK_2_SMB8.4_S-3 | PV Solar Module String | - | BELLARY_BLOCK_2_SMB8.4 | 13.65 |  |  | 42 | Modules |  |  |  | Out of Warranty | Haeron Modules |  |  |  |  | Haeron Modules | Schneider Electric | HR-325W | [5 empty] | Group Captive | HSEPL | Clean Solar Power Bellary Private Limited | Meera Corporation Kr | - | NA
BELLARY_BLOCK_2 | BELLARY_BLOCK_2_SMB8.4_S-4 | PV Solar Module String | - | BELLARY_BLOCK_2_SMB8.4 | 13.65 |  |  | 42 | Modules |  |  |  | Out of Warranty | Haeron Modules |  |  |  |  | Haeron Modules | Schneider Electric | HR-325W | [5 empty] | Group Captive | HSEPL | Clean Solar Power Bellary Private Limited | Meera Corporation Kr | - | NA
BELLARY_BLOCK_2 | BELLARY_BLOCK_2_SMB8.4_S-5 | PV Solar Module String | - | BELLARY_BLOCK_2_SMB8.4 | 13.65 |  |  | 42 | Modules |  |  |  | Out of Warranty | Haeron Modules |  |  |  |  | Haeron Modules | Schneider Electric | HR-325W | [5 empty] | Group Captive | HSEPL | Clean Solar Power Bellary Private Limited | Meera Corporation Kr | - | NA
BELLARY_BLOCK_2 | BELLARY_BLOCK_2_SMB8.4_S-6 | PV Solar Module String | - | BELLARY_BLOCK_2_SMB8.4 | 13.65 |  |  | 42 | Modules |  |  |  | Out of Warranty | Haeron Modules |  |  |  |  | Haeron Modules | Schneider Electric | HR-325W | [5 empty] | Group Captive | HSEPL | Clean Solar Power Bellary Private Limited | Meera Corporation Kr | - | NA
BELLARY_BLOCK_2 | BELLARY_BLOCK_2_SMB8.4_S-7 | PV Solar Module String | - | BELLARY_BLOCK_2_SMB8.4 | 13.65 |  |  | 42 | Modules |  |  |  | Out of Warranty | Haeron Modules |  |  |  |  | Haeron Modules | Schneider Electric | HR-325W | [5 empty] | Group Captive | HSEPL | Clean Solar Power Bellary Private Limited | Meera Corporation Kr | - | NA
BELLARY_BLOCK_2 | BELLARY_BLOCK_2_SMB8.4_S-8 | PV Solar Module String | - | BELLARY_BLOCK_2_SMB8.4 | 13.65 |  |  | 42 | Modules |  |  |  | Out of Warranty | Haeron Modules |  |  |  |  | Haeron Modules | Schneider Electric | HR-325W | [5 empty] | Group Captive | HSEPL | Clean Solar Power Bellary Private Limited | Meera Corporation Kr | - | NA
BELLARY_BLOCK_2 | BELLARY_BLOCK_2_SMB8.4_S-9 | PV Solar Module String | - | BELLARY_BLOCK_2_SMB8.4 | 13.65 |  |  | 42 | Modules |  |  |  | Out of Warranty | Haeron Modules |  |  |  |  | Haeron Modules | Schneider Electric | HR-325W | [5 empty] | Group Captive | HSEPL | Clean Solar Power Bellary Private Limited | Meera Corporation Kr | - | NA
BELLARY_BLOCK_2 | BELLARY_BLOCK_2_SMB8.4_S-10 | PV Solar Module String | - | BELLARY_BLOCK_2_SMB8.4 | 13.65 |  |  | 42 | Modules |  |  |  | Out of Warranty | Haeron Modules |  |  |  |  | Haeron Modules | Schneider Electric | HR-325W | [5 empty] | Group Captive | HSEPL | Clean Solar Power Bellary Private Limited | Meera Corporation Kr | - | NA
BELLARY_BLOCK_2 | BELLARY_BLOCK_2_SMB8.4_S-11 | PV Solar Module String | - | BELLARY_BLOCK_2_SMB8.4 | 13.65 |  |  | 42 | Modules |  |  |  | Out of Warranty | Haeron Modules |  |  |  |  | Haeron Modules | Schneider Electric | HR-325W | [5 empty] | Group Captive | HSEPL | Clean Solar Power Bellary Private Limited | Meera Corporation Kr | - | NA
BELLARY_BLOCK_2 | BELLARY_BLOCK_2_SMB8.4_S-12 | PV Solar Module String | - | BELLARY_BLOCK_2_SMB8.4 | 13.65 |  |  | 42 | Modules |  |  |  | Out of Warranty | Haeron Modules |  |  |  |  | Haeron Modules | Schneider Electric | HR-325W | [5 empty] | Group Captive | HSEPL | Clean Solar Power Bellary Private Limited | Meera Corporation Kr | - | NA
BELLARY_BLOCK_2 | BELLARY_BLOCK_2_SMB8.4_S-13 | PV Solar Module String | - | BELLARY_BLOCK_2_SMB8.4 | 13.65 |  |  | 42 | Modules |  |  |  | Out of Warranty | Haeron Modules |  |  |  |  | Haeron Modules | Schneider Electric | HR-325W | [5 empty] | Group Captive | HSEPL | Clean Solar Power Bellary Private Limited | Meera Corporation Kr | - | NA
BELLARY_BLOCK_3 | BELLARY_BLOCK_3_SMB1.1_S-1 | PV Solar Module String | - | BELLARY_BLOCK_3_SMB1.1 | 13.65 |  |  | 42 | Modules |  |  |  | Out of Warranty | Haeron Modules |  |  |  |  | Haeron Modules | Schneider Electric | HR-325W | [5 empty] | Group Captive | HSEPL | Clean Solar Power Bellary Private Limited | Meera Corporation Kr | - | NA
BELLARY_BLOCK_3 | BELLARY_BLOCK_3_SMB1.1_S-2 | PV Solar Module String | - | BELLARY_BLOCK_3_SMB1.1 | 13.65 |  |  | 42 | Modules |  |  |  | Out of Warranty | Haeron Modules |  |  |  |  | Haeron Modules | Schneider Electric | HR-325W | [5 empty] | Group Captive | HSEPL | Clean Solar Power Bellary Private Limited | Meera Corporation Kr | - | NA
BELLARY_BLOCK_3 | BELLARY_BLOCK_3_SMB1.1_S-3 | PV Solar Module String | - | BELLARY_BLOCK_3_SMB1.1 | 13.65 |  |  | 42 | Modules |  |  |  | Out of Warranty | Haeron Modules |  |  |  |  | Haeron Modules | Schneider Electric | HR-325W | [5 empty] | Group Captive | HSEPL | Clean Solar Power Bellary Private Limited | Meera Corporation Kr | - | NA
BELLARY_BLOCK_3 | BELLARY_BLOCK_3_SMB1.1_S-4 | PV Solar Module String | - | BELLARY_BLOCK_3_SMB1.1 | 13.65 |  |  | 42 | Modules |  |  |  | Out of Warranty | Haeron Modules |  |  |  |  | Haeron Modules | Schneider Electric | HR-325W | [5 empty] | Group Captive | HSEPL | Clean Solar Power Bellary Private Limited | Meera Corporation Kr | - | NA
BELLARY_BLOCK_3 | BELLARY_BLOCK_3_SMB1.1_S-5 | PV Solar Module String | - | BELLARY_BLOCK_3_SMB1.1 | 13.65 |  |  | 42 | Modules |  |  |  | Out of Warranty | Haeron Modules |  |  |  |  | Haeron Modules | Schneider Electric | HR-325W | [5 empty] | Group Captive | HSEPL | Clean Solar Power Bellary Private Limited | Meera Corporation Kr | - | NA
BELLARY_BLOCK_3 | BELLARY_BLOCK_3_SMB1.1_S-6 | PV Solar Module String | - | BELLARY_BLOCK_3_SMB1.1 | 13.65 |  |  | 42 | Modules |  |  |  | Out of Warranty | Haeron Modules |  |  |  |  | Haeron Modules | Schneider Electric | HR-325W | [5 empty] | Group Captive | HSEPL | Clean Solar Power Bellary Private Limited | Meera Corporation Kr | - | NA
BELLARY_BLOCK_3 | BELLARY_BLOCK_3_SMB1.1_S-7 | PV Solar Module String | - | BELLARY_BLOCK_3_SMB1.1 | 13.65 |  |  | 42 | Modules |  |  |  | Out of Warranty | Haeron Modules |  |  |  |  | Haeron Modules | Schneider Electric | HR-325W | [5 empty] | Group Captive | HSEPL | Clean Solar Power Bellary Private Limited | Meera Corporation Kr | - | NA
BELLARY_BLOCK_3 | BELLARY_BLOCK_3_SMB1.1_S-8 | PV Solar Module String | - | BELLARY_BLOCK_3_SMB1.1 | 13.65 |  |  | 42 | Modules |  |  |  | Out of Warranty | Haeron Modules |  |  |  |  | Haeron Modules | Schneider Electric | HR-325W | [5 empty] | Group Captive | HSEPL | Clean Solar Power Bellary Private Limited | Meera Corporation Kr | - | NA
BELLARY_BLOCK_3 | BELLARY_BLOCK_3_SMB1.1_S-9 | PV Solar Module String | - | BELLARY_BLOCK_3_SMB1.1 | 13.65 |  |  | 42 | Modules |  |  |  | Out of Warranty | Haeron Modules |  |  |  |  | Haeron Modules | Schneider Electric | HR-325W | [5 empty] | Group Captive | HSEPL | Clean Solar Power Bellary Private Limited | Meera Corporation Kr | - | NA
BELLARY_BLOCK_3 | BELLARY_BLOCK_3_SMB1.1_S-10 | PV Solar Module String | - | BELLARY_BLOCK_3_SMB1.1 | 13.65 |  |  | 42 | Modules |  |  |  | Out of Warranty | Haeron Modules |  |  |  |  | Haeron Modules | Schneider Electric | HR-325W | [5 empty] | Group Captive | HSEPL | Clean Solar Power Bellary Private Limited | Meera Corporation Kr | - | NA
BELLARY_BLOCK_3 | BELLARY_BLOCK_3_SMB1.1_S-11 | PV Solar Module String | - | BELLARY_BLOCK_3_SMB1.1 | 13.65 |  |  | 42 | Modules |  |  |  | Out of Warranty | Haeron Modules |  |  |  |  | Haeron Modules | Schneider Electric | HR-325W | [5 empty] | Group Captive | HSEPL | Clean Solar Power Bellary Private Limited | Meera Corporation Kr | - | NA
BELLARY_BLOCK_3 | BELLARY_BLOCK_3_SMB1.1_S-12 | PV Solar Module String | - | BELLARY_BLOCK_3_SMB1.1 | 13.65 |  |  | 42 | Modules |  |  |  | Out of Warranty | Haeron Modules |  |  |  |  | Haeron Modules | Schneider Electric | HR-325W | [5 empty] | Group Captive | HSEPL | Clean Solar Power Bellary Private Limited | Meera Corporation Kr | - | NA
BELLARY_BLOCK_3 | BELLARY_BLOCK_3_SMB1.1_S-13 | PV Solar Module String | - | BELLARY_BLOCK_3_SMB1.1 | 13.65 |  |  | 42 | Modules |  |  |  | Out of Warranty | Haeron Modules |  |  |  |  | Haeron Modules | Schneider Electric | HR-325W | [5 empty] | Group Captive | HSEPL | Clean Solar Power Bellary Private Limited | Meera Corporation Kr | - | NA
BELLARY_BLOCK_3 | BELLARY_BLOCK_3_SMB1.1_S-14 | PV Solar Module String | - | BELLARY_BLOCK_3_SMB1.1 | 13.65 |  |  | 42 | Modules |  |  |  | Out of Warranty | Haeron Modules |  |  |  |  | Haeron Modules | Schneider Electric | HR-325W | [5 empty] | Group Captive | HSEPL | Clean Solar Power Bellary Private Limited | Meera Corporation Kr | - | NA
BELLARY_BLOCK_3 | BELLARY_BLOCK_3_SMB1.2_S-1 | PV Solar Module String | - | BELLARY_BLOCK_3_SMB1.2 | 13.65 |  |  | 42 | Modules |  |  |  | Out of Warranty | Haeron Modules |  |  |  |  | Haeron Modules | Schneider Electric | HR-325W | [5 empty] | Group Captive | HSEPL | Clean Solar Power Bellary Private Limited | Meera Corporation Kr | - | NA
BELLARY_BLOCK_3 | BELLARY_BLOCK_3_SMB1.2_S-2 | PV Solar Module String | - | BELLARY_BLOCK_3_SMB1.2 | 13.65 |  |  | 42 | Modules |  |  |  | Out of Warranty | Haeron Modules |  |  |  |  | Haeron Modules | Schneider Electric | HR-325W | [5 empty] | Group Captive | HSEPL | Clean Solar Power Bellary Private Limited | Meera Corporation Kr | - | NA
BELLARY_BLOCK_3 | BELLARY_BLOCK_3_SMB1.2_S-3 | PV Solar Module String | - | BELLARY_BLOCK_3_SMB1.2 | 13.65 |  |  | 42 | Modules |  |  |  | Out of Warranty | Haeron Modules |  |  |  |  | Haeron Modules | Schneider Electric | HR-325W | [5 empty] | Group Captive | HSEPL | Clean Solar Power Bellary Private Limited | Meera Corporation Kr | - | NA
BELLARY_BLOCK_3 | BELLARY_BLOCK_3_SMB1.2_S-4 | PV Solar Module String | - | BELLARY_BLOCK_3_SMB1.2 | 13.65 |  |  | 42 | Modules |  |  |  | Out of Warranty | Haeron Modules |  |  |  |  | Haeron Modules | Schneider Electric | HR-325W | [5 empty] | Group Captive | HSEPL | Clean Solar Power Bellary Private Limited | Meera Corporation Kr | - | NA
BELLARY_BLOCK_3 | BELLARY_BLOCK_3_SMB1.2_S-5 | PV Solar Module String | - | BELLARY_BLOCK_3_SMB1.2 | 13.65 |  |  | 42 | Modules |  |  |  | Out of Warranty | Haeron Modules |  |  |  |  | Haeron Modules | Schneider Electric | HR-325W | [5 empty] | Group Captive | HSEPL | Clean Solar Power Bellary Private Limited | Meera Corporation Kr | - | NA
BELLARY_BLOCK_3 | BELLARY_BLOCK_3_SMB1.2_S-6 | PV Solar Module String | - | BELLARY_BLOCK_3_SMB1.2 | 13.65 |  |  | 42 | Modules |  |  |  | Out of Warranty | Haeron Modules |  |  |  |  | Haeron Modules | Schneider Electric | HR-325W | [5 empty] | Group Captive | HSEPL | Clean Solar Power Bellary Private Limited | Meera Corporation Kr | - | NA
BELLARY_BLOCK_3 | BELLARY_BLOCK_3_SMB1.2_S-7 | PV Solar Module String | - | BELLARY_BLOCK_3_SMB1.2 | 13.65 |  |  | 42 | Modules |  |  |  | Out of Warranty | Haeron Modules |  |  |  |  | Haeron Modules | Schneider Electric | HR-325W | [5 empty] | Group Captive | HSEPL | Clean Solar Power Bellary Private Limited | Meera Corporation Kr | - | NA
BELLARY_BLOCK_3 | BELLARY_BLOCK_3_SMB1.2_S-8 | PV Solar Module String | - | BELLARY_BLOCK_3_SMB1.2 | 13.65 |  |  | 42 | Modules |  |  |  | Out of Warranty | Haeron Modules |  |  |  |  | Haeron Modules | Schneider Electric | HR-325W | [5 empty] | Group Captive | HSEPL | Clean Solar Power Bellary Private Limited | Meera Corporation Kr | - | NA
BELLARY_BLOCK_3 | BELLARY_BLOCK_3_SMB1.2_S-9 | PV Solar Module String | - | BELLARY_BLOCK_3_SMB1.2 | 13.65 |  |  | 42 | Modules |  |  |  | Out of Warranty | Haeron Modules |  |  |  |  | Haeron Modules | Schneider Electric | HR-325W | [5 empty] | Group Captive | HSEPL | Clean Solar Power Bellary Private Limited | Meera Corporation Kr | - | NA
BELLARY_BLOCK_3 | BELLARY_BLOCK_3_SMB1.2_S-10 | PV Solar Module String | - | BELLARY_BLOCK_3_SMB1.2 | 13.65 |  |  | 42 | Modules |  |  |  | Out of Warranty | Haeron Modules |  |  |  |  | Haeron Modules | Schneider Electric | HR-325W | [5 empty] | Group Captive | HSEPL | Clean Solar Power Bellary Private Limited | Meera Corporation Kr | - | NA
BELLARY_BLOCK_3 | BELLARY_BLOCK_3_SMB1.2_S-11 | PV Solar Module String | - | BELLARY_BLOCK_3_SMB1.2 | 13.65 |  |  | 42 | Modules |  |  |  | Out of Warranty | Haeron Modules |  |  |  |  | Haeron Modules | Schneider Electric | HR-325W | [5 empty] | Group Captive | HSEPL | Clean Solar Power Bellary Private Limited | Meera Corporation Kr | - | NA
BELLARY_BLOCK_3 | BELLARY_BLOCK_3_SMB1.2_S-12 | PV Solar Module String | - | BELLARY_BLOCK_3_SMB1.2 | 13.65 |  |  | 42 | Modules |  |  |  | Out of Warranty | Haeron Modules |  |  |  |  | Haeron Modules | Schneider Electric | HR-325W | [5 empty] | Group Captive | HSEPL | Clean Solar Power Bellary Private Limited | Meera Corporation Kr | - | NA
BELLARY_BLOCK_3 | BELLARY_BLOCK_3_SMB1.2_S-13 | PV Solar Module String | - | BELLARY_BLOCK_3_SMB1.2 | 13.65 |  |  | 42 | Modules |  |  |  | Out of Warranty | Haeron Modules |  |  |  |  | Haeron Modules | Schneider Electric | HR-325W | [5 empty] | Group Captive | HSEPL | Clean Solar Power Bellary Private Limited | Meera Corporation Kr | - | NA
BELLARY_BLOCK_3 | BELLARY_BLOCK_3_SMB1.2_S-14 | PV Solar Module String | - | BELLARY_BLOCK_3_SMB1.2 | 13.65 |  |  | 42 | Modules |  |  |  | Out of Warranty | Haeron Modules |  |  |  |  | Haeron Modules | Schneider Electric | HR-325W | [5 empty] | Group Captive | HSEPL | Clean Solar Power Bellary Private Limited | Meera Corporation Kr | - | NA
BELLARY_BLOCK_3 | BELLARY_BLOCK_3_SMB1.3_S-1 | PV Solar Module String | - | BELLARY_BLOCK_3_SMB1.3 | 13.65 |  |  | 42 | Modules |  |  |  | Out of Warranty | Haeron Modules |  |  |  |  | Haeron Modules | Schneider Electric | HR-325W | [5 empty] | Group Captive | HSEPL | Clean Solar Power Bellary Private Limited | Meera Corporation Kr | - | NA
BELLARY_BLOCK_3 | BELLARY_BLOCK_3_SMB1.3_S-2 | PV Solar Module String | - | BELLARY_BLOCK_3_SMB1.3 | 13.65 |  |  | 42 | Modules |  |  |  | Out of Warranty | Haeron Modules |  |  |  |  | Haeron Modules | Schneider Electric | HR-325W | [5 empty] | Group Captive | HSEPL | Clean Solar Power Bellary Private Limited | Meera Corporation Kr | - | NA
BELLARY_BLOCK_3 | BELLARY_BLOCK_3_SMB1.3_S-3 | PV Solar Module String | - | BELLARY_BLOCK_3_SMB1.3 | 13.65 |  |  | 42 | Modules |  |  |  | Out of Warranty | Haeron Modules |  |  |  |  | Haeron Modules | Schneider Electric | HR-325W | [5 empty] | Group Captive | HSEPL | Clean Solar Power Bellary Private Limited | Meera Corporation Kr | - | NA
BELLARY_BLOCK_3 | BELLARY_BLOCK_3_SMB1.3_S-4 | PV Solar Module String | - | BELLARY_BLOCK_3_SMB1.3 | 13.65 |  |  | 42 | Modules |  |  |  | Out of Warranty | Haeron Modules |  |  |  |  | Haeron Modules | Schneider Electric | HR-325W | [5 empty] | Group Captive | HSEPL | Clean Solar Power Bellary Private Limited | Meera Corporation Kr | - | NA
BELLARY_BLOCK_3 | BELLARY_BLOCK_3_SMB1.3_S-5 | PV Solar Module String | - | BELLARY_BLOCK_3_SMB1.3 | 13.65 |  |  | 42 | Modules |  |  |  | Out of Warranty | Haeron Modules |  |  |  |  | Haeron Modules | Schneider Electric | HR-325W | [5 empty] | Group Captive | HSEPL | Clean Solar Power Bellary Private Limited | Meera Corporation Kr | - | NA
BELLARY_BLOCK_3 | BELLARY_BLOCK_3_SMB1.3_S-6 | PV Solar Module String | - | BELLARY_BLOCK_3_SMB1.3 | 13.65 |  |  | 42 | Modules |  |  |  | Out of Warranty | Haeron Modules |  |  |  |  | Haeron Modules | Schneider Electric | HR-325W | [5 empty] | Group Captive | HSEPL | Clean Solar Power Bellary Private Limited | Meera Corporation Kr | - | NA
BELLARY_BLOCK_3 | BELLARY_BLOCK_3_SMB1.3_S-7 | PV Solar Module String | - | BELLARY_BLOCK_3_SMB1.3 | 13.65 |  |  | 42 | Modules |  |  |  | Out of Warranty | Haeron Modules |  |  |  |  | Haeron Modules | Schneider Electric | HR-325W | [5 empty] | Group Captive | HSEPL | Clean Solar Power Bellary Private Limited | Meera Corporation Kr | - | NA
BELLARY_BLOCK_3 | BELLARY_BLOCK_3_SMB1.3_S-8 | PV Solar Module String | - | BELLARY_BLOCK_3_SMB1.3 | 13.65 |  |  | 42 | Modules |  |  |  | Out of Warranty | Haeron Modules |  |  |  |  | Haeron Modules | Schneider Electric | HR-325W | [5 empty] | Group Captive | HSEPL | Clean Solar Power Bellary Private Limited | Meera Corporation Kr | - | NA
BELLARY_BLOCK_3 | BELLARY_BLOCK_3_SMB1.3_S-9 | PV Solar Module String | - | BELLARY_BLOCK_3_SMB1.3 | 13.65 |  |  | 42 | Modules |  |  |  | Out of Warranty | Haeron Modules |  |  |  |  | Haeron Modules | Schneider Electric | HR-325W | [5 empty] | Group Captive | HSEPL | Clean Solar Power Bellary Private Limited | Meera Corporation Kr | - | NA
BELLARY_BLOCK_3 | BELLARY_BLOCK_3_SMB1.3_S-10 | PV Solar Module String | - | BELLARY_BLOCK_3_SMB1.3 | 13.65 |  |  | 42 | Modules |  |  |  | Out of Warranty | Haeron Modules |  |  |  |  | Haeron Modules | Schneider Electric | HR-325W | [5 empty] | Group Captive | HSEPL | Clean Solar Power Bellary Private Limited | Meera Corporation Kr | - | NA
BELLARY_BLOCK_3 | BELLARY_BLOCK_3_SMB1.3_S-11 | PV Solar Module String | - | BELLARY_BLOCK_3_SMB1.3 | 13.65 |  |  | 42 | Modules |  |  |  | Out of Warranty | Haeron Modules |  |  |  |  | Haeron Modules | Schneider Electric | HR-325W | [5 empty] | Group Captive | HSEPL | Clean Solar Power Bellary Private Limited | Meera Corporation Kr | - | NA
BELLARY_BLOCK_3 | BELLARY_BLOCK_3_SMB1.3_S-12 | PV Solar Module String | - | BELLARY_BLOCK_3_SMB1.3 | 13.65 |  |  | 42 | Modules |  |  |  | Out of Warranty | Haeron Modules |  |  |  |  | Haeron Modules | Schneider Electric | HR-325W | [5 empty] | Group Captive | HSEPL | Clean Solar Power Bellary Private Limited | Meera Corporation Kr | - | NA
BELLARY_BLOCK_3 | BELLARY_BLOCK_3_SMB1.3_S-13 | PV Solar Module String | - | BELLARY_BLOCK_3_SMB1.3 | 13.65 |  |  | 42 | Modules |  |  |  | Out of Warranty | Haeron Modules |  |  |  |  | Haeron Modules | Schneider Electric | HR-325W | [5 empty] | Group Captive | HSEPL | Clean Solar Power Bellary Private Limited | Meera Corporation Kr | - | NA
BELLARY_BLOCK_3 | BELLARY_BLOCK_3_SMB1.4_S-1 | PV Solar Module String | - | BELLARY_BLOCK_3_SMB1.4 | 13.65 |  |  | 42 | Modules |  |  |  | Out of Warranty | Haeron Modules |  |  |  |  | Haeron Modules | Schneider Electric | HR-325W | [5 empty] | Group Captive | HSEPL | Clean Solar Power Bellary Private Limited | Meera Corporation Kr | - | NA
BELLARY_BLOCK_3 | BELLARY_BLOCK_3_SMB1.4_S-2 | PV Solar Module String | - | BELLARY_BLOCK_3_SMB1.4 | 13.65 |  |  | 42 | Modules |  |  |  | Out of Warranty | Haeron Modules |  |  |  |  | Haeron Modules | Schneider Electric | HR-325W | [5 empty] | Group Captive | HSEPL | Clean Solar Power Bellary Private Limited | Meera Corporation Kr | - | NA
BELLARY_BLOCK_3 | BELLARY_BLOCK_3_SMB1.4_S-3 | PV Solar Module String | - | BELLARY_BLOCK_3_SMB1.4 | 13.65 |  |  | 42 | Modules |  |  |  | Out of Warranty | Haeron Modules |  |  |  |  | Haeron Modules | Schneider Electric | HR-325W | [5 empty] | Group Captive | HSEPL | Clean Solar Power Bellary Private Limited | Meera Corporation Kr | - | NA
BELLARY_BLOCK_3 | BELLARY_BLOCK_3_SMB1.4_S-4 | PV Solar Module String | - | BELLARY_BLOCK_3_SMB1.4 | 13.65 |  |  | 42 | Modules |  |  |  | Out of Warranty | Haeron Modules |  |  |  |  | Haeron Modules | Schneider Electric | HR-325W | [5 empty] | Group Captive | HSEPL | Clean Solar Power Bellary Private Limited | Meera Corporation Kr | - | NA
BELLARY_BLOCK_3 | BELLARY_BLOCK_3_SMB1.4_S-5 | PV Solar Module String | - | BELLARY_BLOCK_3_SMB1.4 | 13.65 |  |  | 42 | Modules |  |  |  | Out of Warranty | Haeron Modules |  |  |  |  | Haeron Modules | Schneider Electric | HR-325W | [5 empty] | Group Captive | HSEPL | Clean Solar Power Bellary Private Limited | Meera Corporation Kr | - | NA
BELLARY_BLOCK_3 | BELLARY_BLOCK_3_SMB1.4_S-6 | PV Solar Module String | - | BELLARY_BLOCK_3_SMB1.4 | 13.65 |  |  | 42 | Modules |  |  |  | Out of Warranty | Haeron Modules |  |  |  |  | Haeron Modules | Schneider Electric | HR-325W | [5 empty] | Group Captive | HSEPL | Clean Solar Power Bellary Private Limited | Meera Corporation Kr | - | NA
BELLARY_BLOCK_3 | BELLARY_BLOCK_3_SMB1.4_S-7 | PV Solar Module String | - | BELLARY_BLOCK_3_SMB1.4 | 13.65 |  |  | 42 | Modules |  |  |  | Out of Warranty | Haeron Modules |  |  |  |  | Haeron Modules | Schneider Electric | HR-325W | [5 empty] | Group Captive | HSEPL | Clean Solar Power Bellary Private Limited | Meera Corporation Kr | - | NA
BELLARY_BLOCK_3 | BELLARY_BLOCK_3_SMB1.4_S-8 | PV Solar Module String | - | BELLARY_BLOCK_3_SMB1.4 | 13.65 |  |  | 42 | Modules |  |  |  | Out of Warranty | Haeron Modules |  |  |  |  | Haeron Modules | Schneider Electric | HR-325W | [5 empty] | Group Captive | HSEPL | Clean Solar Power Bellary Private Limited | Meera Corporation Kr | - | NA
BELLARY_BLOCK_3 | BELLARY_BLOCK_3_SMB1.4_S-9 | PV Solar Module String | - | BELLARY_BLOCK_3_SMB1.4 | 13.65 |  |  | 42 | Modules |  |  |  | Out of Warranty | Haeron Modules |  |  |  |  | Haeron Modules | Schneider Electric | HR-325W | [5 empty] | Group Captive | HSEPL | Clean Solar Power Bellary Private Limited | Meera Corporation Kr | - | NA
BELLARY_BLOCK_3 | BELLARY_BLOCK_3_SMB1.4_S-10 | PV Solar Module String | - | BELLARY_BLOCK_3_SMB1.4 | 13.65 |  |  | 42 | Modules |  |  |  | Out of Warranty | Haeron Modules |  |  |  |  | Haeron Modules | Schneider Electric | HR-325W | [5 empty] | Group Captive | HSEPL | Clean Solar Power Bellary Private Limited | Meera Corporation Kr | - | NA
BELLARY_BLOCK_3 | BELLARY_BLOCK_3_SMB1.4_S-11 | PV Solar Module String | - | BELLARY_BLOCK_3_SMB1.4 | 13.65 |  |  | 42 | Modules |  |  |  | Out of Warranty | Haeron Modules |  |  |  |  | Haeron Modules | Schneider Electric | HR-325W | [5 empty] | Group Captive | HSEPL | Clean Solar Power Bellary Private Limited | Meera Corporation Kr | - | NA
BELLARY_BLOCK_3 | BELLARY_BLOCK_3_SMB1.4_S-12 | PV Solar Module String | - | BELLARY_BLOCK_3_SMB1.4 | 13.65 |  |  | 42 | Modules |  |  |  | Out of Warranty | Haeron Modules |  |  |  |  | Haeron Modules | Schneider Electric | HR-325W | [5 empty] | Group Captive | HSEPL | Clean Solar Power Bellary Private Limited | Meera Corporation Kr | - | NA
BELLARY_BLOCK_3 | BELLARY_BLOCK_3_SMB1.4_S-13 | PV Solar Module String | - | BELLARY_BLOCK_3_SMB1.4 | 13.65 |  |  | 42 | Modules |  |  |  | Out of Warranty | Haeron Modules |  |  |  |  | Haeron Modules | Schneider Electric | HR-325W | [5 empty] | Group Captive | HSEPL | Clean Solar Power Bellary Private Limited | Meera Corporation Kr | - | NA
BELLARY_BLOCK_3 | BELLARY_BLOCK_3_SMB2.1_S-1 | PV Solar Module String | - | BELLARY_BLOCK_3_SMB2.1 | 13.65 |  |  | 42 | Modules |  |  |  | Out of Warranty | Haeron Modules |  |  |  |  | Haeron Modules | Schneider Electric | HR-325W | [5 empty] | Group Captive | HSEPL | Clean Solar Power Bellary Private Limited | Meera Corporation Kr | - | NA
BELLARY_BLOCK_3 | BELLARY_BLOCK_3_SMB2.1_S-2 | PV Solar Module String | - | BELLARY_BLOCK_3_SMB2.1 | 13.65 |  |  | 42 | Modules |  |  |  | Out of Warranty | Haeron Modules |  |  |  |  | Haeron Modules | Schneider Electric | HR-325W | [5 empty] | Group Captive | HSEPL | Clean Solar Power Bellary Private Limited | Meera Corporation Kr | - | NA
BELLARY_BLOCK_3 | BELLARY_BLOCK_3_SMB2.1_S-3 | PV Solar Module String | - | BELLARY_BLOCK_3_SMB2.1 | 13.65 |  |  | 42 | Modules |  |  |  | Out of Warranty | Haeron Modules |  |  |  |  | Haeron Modules | Schneider Electric | HR-325W | [5 empty] | Group Captive | HSEPL | Clean Solar Power Bellary Private Limited | Meera Corporation Kr | - | NA
BELLARY_BLOCK_3 | BELLARY_BLOCK_3_SMB2.1_S-4 | PV Solar Module String | - | BELLARY_BLOCK_3_SMB2.1 | 13.65 |  |  | 42 | Modules |  |  |  | Out of Warranty | Haeron Modules |  |  |  |  | Haeron Modules | Schneider Electric | HR-325W | [5 empty] | Group Captive | HSEPL | Clean Solar Power Bellary Private Limited | Meera Corporation Kr | - | NA
BELLARY_BLOCK_3 | BELLARY_BLOCK_3_SMB2.1_S-5 | PV Solar Module String | - | BELLARY_BLOCK_3_SMB2.1 | 13.65 |  |  | 42 | Modules |  |  |  | Out of Warranty | Haeron Modules |  |  |  |  | Haeron Modules | Schneider Electric | HR-325W | [5 empty] | Group Captive | HSEPL | Clean Solar Power Bellary Private Limited | Meera Corporation Kr | - | NA
BELLARY_BLOCK_3 | BELLARY_BLOCK_3_SMB2.1_S-6 | PV Solar Module String | - | BELLARY_BLOCK_3_SMB2.1 | 13.65 |  |  | 42 | Modules |  |  |  | Out of Warranty | Haeron Modules |  |  |  |  | Haeron Modules | Schneider Electric | HR-325W | [5 empty] | Group Captive | HSEPL | Clean Solar Power Bellary Private Limited | Meera Corporation Kr | - | NA
BELLARY_BLOCK_3 | BELLARY_BLOCK_3_SMB2.1_S-7 | PV Solar Module String | - | BELLARY_BLOCK_3_SMB2.1 | 13.65 |  |  | 42 | Modules |  |  |  | Out of Warranty | Haeron Modules |  |  |  |  | Haeron Modules | Schneider Electric | HR-325W | [5 empty] | Group Captive | HSEPL | Clean Solar Power Bellary Private Limited | Meera Corporation Kr | - | NA
BELLARY_BLOCK_3 | BELLARY_BLOCK_3_SMB2.1_S-8 | PV Solar Module String | - | BELLARY_BLOCK_3_SMB2.1 | 13.65 |  |  | 42 | Modules |  |  |  | Out of Warranty | Haeron Modules |  |  |  |  | Haeron Modules | Schneider Electric | HR-325W | [5 empty] | Group Captive | HSEPL | Clean Solar Power Bellary Private Limited | Meera Corporation Kr | - | NA
BELLARY_BLOCK_3 | BELLARY_BLOCK_3_SMB2.1_S-9 | PV Solar Module String | - | BELLARY_BLOCK_3_SMB2.1 | 13.65 |  |  | 42 | Modules |  |  |  | Out of Warranty | Haeron Modules |  |  |  |  | Haeron Modules | Schneider Electric | HR-325W | [5 empty] | Group Captive | HSEPL | Clean Solar Power Bellary Private Limited | Meera Corporation Kr | - | NA
BELLARY_BLOCK_3 | BELLARY_BLOCK_3_SMB2.1_S-10 | PV Solar Module String | - | BELLARY_BLOCK_3_SMB2.1 | 13.65 |  |  | 42 | Modules |  |  |  | Out of Warranty | Haeron Modules |  |  |  |  | Haeron Modules | Schneider Electric | HR-325W | [5 empty] | Group Captive | HSEPL | Clean Solar Power Bellary Private Limited | Meera Corporation Kr | - | NA
BELLARY_BLOCK_3 | BELLARY_BLOCK_3_SMB2.1_S-11 | PV Solar Module String | - | BELLARY_BLOCK_3_SMB2.1 | 13.65 |  |  | 42 | Modules |  |  |  | Out of Warranty | Haeron Modules |  |  |  |  | Haeron Modules | Schneider Electric | HR-325W | [5 empty] | Group Captive | HSEPL | Clean Solar Power Bellary Private Limited | Meera Corporation Kr | - | NA
BELLARY_BLOCK_3 | BELLARY_BLOCK_3_SMB2.1_S-12 | PV Solar Module String | - | BELLARY_BLOCK_3_SMB2.1 | 13.65 |  |  | 42 | Modules |  |  |  | Out of Warranty | Haeron Modules |  |  |  |  | Haeron Modules | Schneider Electric | HR-325W | [5 empty] | Group Captive | HSEPL | Clean Solar Power Bellary Private Limited | Meera Corporation Kr | - | NA
BELLARY_BLOCK_3 | BELLARY_BLOCK_3_SMB2.1_S-13 | PV Solar Module String | - | BELLARY_BLOCK_3_SMB2.1 | 13.65 |  |  | 42 | Modules |  |  |  | Out of Warranty | Haeron Modules |  |  |  |  | Haeron Modules | Schneider Electric | HR-325W | [5 empty] | Group Captive | HSEPL | Clean Solar Power Bellary Private Limited | Meera Corporation Kr | - | NA
BELLARY_BLOCK_3 | BELLARY_BLOCK_3_SMB2.1_S-14 | PV Solar Module String | - | BELLARY_BLOCK_3_SMB2.1 | 13.65 |  |  | 42 | Modules |  |  |  | Out of Warranty | Haeron Modules |  |  |  |  | Haeron Modules | Schneider Electric | HR-325W | [5 empty] | Group Captive | HSEPL | Clean Solar Power Bellary Private Limited | Meera Corporation Kr | - | NA
BELLARY_BLOCK_3 | BELLARY_BLOCK_3_SMB2.2_S-1 | PV Solar Module String | - | BELLARY_BLOCK_3_SMB2.2 | 13.65 |  |  | 42 | Modules |  |  |  | Out of Warranty | Haeron Modules |  |  |  |  | Haeron Modules | Schneider Electric | HR-325W | [5 empty] | Group Captive | HSEPL | Clean Solar Power Bellary Private Limited | Meera Corporation Kr | - | NA
BELLARY_BLOCK_3 | BELLARY_BLOCK_3_SMB2.2_S-2 | PV Solar Module String | - | BELLARY_BLOCK_3_SMB2.2 | 13.65 |  |  | 42 | Modules |  |  |  | Out of Warranty | Haeron Modules |  |  |  |  | Haeron Modules | Schneider Electric | HR-325W | [5 empty] | Group Captive | HSEPL | Clean Solar Power Bellary Private Limited | Meera Corporation Kr | - | NA
BELLARY_BLOCK_3 | BELLARY_BLOCK_3_SMB2.2_S-3 | PV Solar Module String | - | BELLARY_BLOCK_3_SMB2.2 | 13.65 |  |  | 42 | Modules |  |  |  | Out of Warranty | Haeron Modules |  |  |  |  | Haeron Modules | Schneider Electric | HR-325W | [5 empty] | Group Captive | HSEPL | Clean Solar Power Bellary Private Limited | Meera Corporation Kr | - | NA
BELLARY_BLOCK_3 | BELLARY_BLOCK_3_SMB2.2_S-4 | PV Solar Module String | - | BELLARY_BLOCK_3_SMB2.2 | 13.65 |  |  | 42 | Modules |  |  |  | Out of Warranty | Haeron Modules |  |  |  |  | Haeron Modules | Schneider Electric | HR-325W | [5 empty] | Group Captive | HSEPL | Clean Solar Power Bellary Private Limited | Meera Corporation Kr | - | NA
BELLARY_BLOCK_3 | BELLARY_BLOCK_3_SMB2.2_S-5 | PV Solar Module String | - | BELLARY_BLOCK_3_SMB2.2 | 13.65 |  |  | 42 | Modules |  |  |  | Out of Warranty | Haeron Modules |  |  |  |  | Haeron Modules | Schneider Electric | HR-325W | [5 empty] | Group Captive | HSEPL | Clean Solar Power Bellary Private Limited | Meera Corporation Kr | - | NA
BELLARY_BLOCK_3 | BELLARY_BLOCK_3_SMB2.2_S-6 | PV Solar Module String | - | BELLARY_BLOCK_3_SMB2.2 | 13.65 |  |  | 42 | Modules |  |  |  | Out of Warranty | Haeron Modules |  |  |  |  | Haeron Modules | Schneider Electric | HR-325W | [5 empty] | Group Captive | HSEPL | Clean Solar Power Bellary Private Limited | Meera Corporation Kr | - | NA
BELLARY_BLOCK_3 | BELLARY_BLOCK_3_SMB2.2_S-7 | PV Solar Module String | - | BELLARY_BLOCK_3_SMB2.2 | 13.65 |  |  | 42 | Modules |  |  |  | Out of Warranty | Haeron Modules |  |  |  |  | Haeron Modules | Schneider Electric | HR-325W | [5 empty] | Group Captive | HSEPL | Clean Solar Power Bellary Private Limited | Meera Corporation Kr | - | NA
BELLARY_BLOCK_3 | BELLARY_BLOCK_3_SMB2.2_S-8 | PV Solar Module String | - | BELLARY_BLOCK_3_SMB2.2 | 13.65 |  |  | 42 | Modules |  |  |  | Out of Warranty | Haeron Modules |  |  |  |  | Haeron Modules | Schneider Electric | HR-325W | [5 empty] | Group Captive | HSEPL | Clean Solar Power Bellary Private Limited | Meera Corporation Kr | - | NA
BELLARY_BLOCK_3 | BELLARY_BLOCK_3_SMB2.2_S-9 | PV Solar Module String | - | BELLARY_BLOCK_3_SMB2.2 | 13.65 |  |  | 42 | Modules |  |  |  | Out of Warranty | Haeron Modules |  |  |  |  | Haeron Modules | Schneider Electric | HR-325W | [5 empty] | Group Captive | HSEPL | Clean Solar Power Bellary Private Limited | Meera Corporation Kr | - | NA
BELLARY_BLOCK_3 | BELLARY_BLOCK_3_SMB2.2_S-10 | PV Solar Module String | - | BELLARY_BLOCK_3_SMB2.2 | 13.65 |  |  | 42 | Modules |  |  |  | Out of Warranty | Haeron Modules |  |  |  |  | Haeron Modules | Schneider Electric | HR-325W | [5 empty] | Group Captive | HSEPL | Clean Solar Power Bellary Private Limited | Meera Corporation Kr | - | NA
BELLARY_BLOCK_3 | BELLARY_BLOCK_3_SMB2.2_S-11 | PV Solar Module String | - | BELLARY_BLOCK_3_SMB2.2 | 13.65 |  |  | 42 | Modules |  |  |  | Out of Warranty | Haeron Modules |  |  |  |  | Haeron Modules | Schneider Electric | HR-325W | [5 empty] | Group Captive | HSEPL | Clean Solar Power Bellary Private Limited | Meera Corporation Kr | - | NA
BELLARY_BLOCK_3 | BELLARY_BLOCK_3_SMB2.2_S-12 | PV Solar Module String | - | BELLARY_BLOCK_3_SMB2.2 | 13.65 |  |  | 42 | Modules |  |  |  | Out of Warranty | Haeron Modules |  |  |  |  | Haeron Modules | Schneider Electric | HR-325W | [5 empty] | Group Captive | HSEPL | Clean Solar Power Bellary Private Limited | Meera Corporation Kr | - | NA
BELLARY_BLOCK_3 | BELLARY_BLOCK_3_SMB2.2_S-13 | PV Solar Module String | - | BELLARY_BLOCK_3_SMB2.2 | 13.65 |  |  | 42 | Modules |  |  |  | Out of Warranty | Haeron Modules |  |  |  |  | Haeron Modules | Schneider Electric | HR-325W | [5 empty] | Group Captive | HSEPL | Clean Solar Power Bellary Private Limited | Meera Corporation Kr | - | NA
BELLARY_BLOCK_3 | BELLARY_BLOCK_3_SMB2.2_S-14 | PV Solar Module String | - | BELLARY_BLOCK_3_SMB2.2 | 13.65 |  |  | 42 | Modules |  |  |  | Out of Warranty | Haeron Modules |  |  |  |  | Haeron Modules | Schneider Electric | HR-325W | [5 empty] | Group Captive | HSEPL | Clean Solar Power Bellary Private Limited | Meera Corporation Kr | - | NA
BELLARY_BLOCK_3 | BELLARY_BLOCK_3_SMB2.3_S-1 | PV Solar Module String | - | BELLARY_BLOCK_3_SMB2.3 | 13.65 |  |  | 42 | Modules |  |  |  | Out of Warranty | Haeron Modules |  |  |  |  | Haeron Modules | Schneider Electric | HR-325W | [5 empty] | Group Captive | HSEPL | Clean Solar Power Bellary Private Limited | Meera Corporation Kr | - | NA
BELLARY_BLOCK_3 | BELLARY_BLOCK_3_SMB2.3_S-2 | PV Solar Module String | - | BELLARY_BLOCK_3_SMB2.3 | 13.65 |  |  | 42 | Modules |  |  |  | Out of Warranty | Haeron Modules |  |  |  |  | Haeron Modules | Schneider Electric | HR-325W | [5 empty] | Group Captive | HSEPL | Clean Solar Power Bellary Private Limited | Meera Corporation Kr | - | NA
BELLARY_BLOCK_3 | BELLARY_BLOCK_3_SMB2.3_S-3 | PV Solar Module String | - | BELLARY_BLOCK_3_SMB2.3 | 13.65 |  |  | 42 | Modules |  |  |  | Out of Warranty | Haeron Modules |  |  |  |  | Haeron Modules | Schneider Electric | HR-325W | [5 empty] | Group Captive | HSEPL | Clean Solar Power Bellary Private Limited | Meera Corporation Kr | - | NA
BELLARY_BLOCK_3 | BELLARY_BLOCK_3_SMB2.3_S-4 | PV Solar Module String | - | BELLARY_BLOCK_3_SMB2.3 | 13.65 |  |  | 42 | Modules |  |  |  | Out of Warranty | Haeron Modules |  |  |  |  | Haeron Modules | Schneider Electric | HR-325W | [5 empty] | Group Captive | HSEPL | Clean Solar Power Bellary Private Limited | Meera Corporation Kr | - | NA
BELLARY_BLOCK_3 | BELLARY_BLOCK_3_SMB2.3_S-5 | PV Solar Module String | - | BELLARY_BLOCK_3_SMB2.3 | 13.65 |  |  | 42 | Modules |  |  |  | Out of Warranty | Haeron Modules |  |  |  |  | Haeron Modules | Schneider Electric | HR-325W | [5 empty] | Group Captive | HSEPL | Clean Solar Power Bellary Private Limited | Meera Corporation Kr | - | NA
BELLARY_BLOCK_3 | BELLARY_BLOCK_3_SMB2.3_S-6 | PV Solar Module String | - | BELLARY_BLOCK_3_SMB2.3 | 13.65 |  |  | 42 | Modules |  |  |  | Out of Warranty | Haeron Modules |  |  |  |  | Haeron Modules | Schneider Electric | HR-325W | [5 empty] | Group Captive | HSEPL | Clean Solar Power Bellary Private Limited | Meera Corporation Kr | - | NA
BELLARY_BLOCK_3 | BELLARY_BLOCK_3_SMB2.3_S-7 | PV Solar Module String | - | BELLARY_BLOCK_3_SMB2.3 | 13.65 |  |  | 42 | Modules |  |  |  | Out of Warranty | Haeron Modules |  |  |  |  | Haeron Modules | Schneider Electric | HR-325W | [5 empty] | Group Captive | HSEPL | Clean Solar Power Bellary Private Limited | Meera Corporation Kr | - | NA
BELLARY_BLOCK_3 | BELLARY_BLOCK_3_SMB2.3_S-8 | PV Solar Module String | - | BELLARY_BLOCK_3_SMB2.3 | 13.65 |  |  | 42 | Modules |  |  |  | Out of Warranty | Haeron Modules |  |  |  |  | Haeron Modules | Schneider Electric | HR-325W | [5 empty] | Group Captive | HSEPL | Clean Solar Power Bellary Private Limited | Meera Corporation Kr | - | NA
BELLARY_BLOCK_3 | BELLARY_BLOCK_3_SMB2.3_S-9 | PV Solar Module String | - | BELLARY_BLOCK_3_SMB2.3 | 13.65 |  |  | 42 | Modules |  |  |  | Out of Warranty | Haeron Modules |  |  |  |  | Haeron Modules | Schneider Electric | HR-325W | [5 empty] | Group Captive | HSEPL | Clean Solar Power Bellary Private Limited | Meera Corporation Kr | - | NA
BELLARY_BLOCK_3 | BELLARY_BLOCK_3_SMB2.3_S-10 | PV Solar Module String | - | BELLARY_BLOCK_3_SMB2.3 | 13.65 |  |  | 42 | Modules |  |  |  | Out of Warranty | Haeron Modules |  |  |  |  | Haeron Modules | Schneider Electric | HR-325W | [5 empty] | Group Captive | HSEPL | Clean Solar Power Bellary Private Limited | Meera Corporation Kr | - | NA
BELLARY_BLOCK_3 | BELLARY_BLOCK_3_SMB2.3_S-11 | PV Solar Module String | - | BELLARY_BLOCK_3_SMB2.3 | 13.65 |  |  | 42 | Modules |  |  |  | Out of Warranty | Haeron Modules |  |  |  |  | Haeron Modules | Schneider Electric | HR-325W | [5 empty] | Group Captive | HSEPL | Clean Solar Power Bellary Private Limited | Meera Corporation Kr | - | NA
BELLARY_BLOCK_3 | BELLARY_BLOCK_3_SMB2.3_S-12 | PV Solar Module String | - | BELLARY_BLOCK_3_SMB2.3 | 13.65 |  |  | 42 | Modules |  |  |  | Out of Warranty | Haeron Modules |  |  |  |  | Haeron Modules | Schneider Electric | HR-325W | [5 empty] | Group Captive | HSEPL | Clean Solar Power Bellary Private Limited | Meera Corporation Kr | - | NA
BELLARY_BLOCK_3 | BELLARY_BLOCK_3_SMB2.3_S-13 | PV Solar Module String | - | BELLARY_BLOCK_3_SMB2.3 | 13.65 |  |  | 42 | Modules |  |  |  | Out of Warranty | Haeron Modules |  |  |  |  | Haeron Modules | Schneider Electric | HR-325W | [5 empty] | Group Captive | HSEPL | Clean Solar Power Bellary Private Limited | Meera Corporation Kr | - | NA
BELLARY_BLOCK_3 | BELLARY_BLOCK_3_SMB2.4_S-1 | PV Solar Module String | - | BELLARY_BLOCK_3_SMB2.4 | 13.65 |  |  | 42 | Modules |  |  |  | Out of Warranty | Haeron Modules |  |  |  |  | Haeron Modules | Schneider Electric | HR-325W | [5 empty] | Group Captive | HSEPL | Clean Solar Power Bellary Private Limited | Meera Corporation Kr | - | NA
BELLARY_BLOCK_3 | BELLARY_BLOCK_3_SMB2.4_S-2 | PV Solar Module String | - | BELLARY_BLOCK_3_SMB2.4 | 13.65 |  |  | 42 | Modules |  |  |  | Out of Warranty | Haeron Modules |  |  |  |  | Haeron Modules | Schneider Electric | HR-325W | [5 empty] | Group Captive | HSEPL | Clean Solar Power Bellary Private Limited | Meera Corporation Kr | - | NA
BELLARY_BLOCK_3 | BELLARY_BLOCK_3_SMB2.4_S-3 | PV Solar Module String | - | BELLARY_BLOCK_3_SMB2.4 | 13.65 |  |  | 42 | Modules |  |  |  | Out of Warranty | Haeron Modules |  |  |  |  | Haeron Modules | Schneider Electric | HR-325W | [5 empty] | Group Captive | HSEPL | Clean Solar Power Bellary Private Limited | Meera Corporation Kr | - | NA
BELLARY_BLOCK_3 | BELLARY_BLOCK_3_SMB2.4_S-4 | PV Solar Module String | - | BELLARY_BLOCK_3_SMB2.4 | 13.65 |  |  | 42 | Modules |  |  |  | Out of Warranty | Haeron Modules |  |  |  |  | Haeron Modules | Schneider Electric | HR-325W | [5 empty] | Group Captive | HSEPL | Clean Solar Power Bellary Private Limited | Meera Corporation Kr | - | NA
BELLARY_BLOCK_3 | BELLARY_BLOCK_3_SMB2.4_S-5 | PV Solar Module String | - | BELLARY_BLOCK_3_SMB2.4 | 13.65 |  |  | 42 | Modules |  |  |  | Out of Warranty | Haeron Modules |  |  |  |  | Haeron Modules | Schneider Electric | HR-325W | [5 empty] | Group Captive | HSEPL | Clean Solar Power Bellary Private Limited | Meera Corporation Kr | - | NA
BELLARY_BLOCK_3 | BELLARY_BLOCK_3_SMB2.4_S-6 | PV Solar Module String | - | BELLARY_BLOCK_3_SMB2.4 | 13.65 |  |  | 42 | Modules |  |  |  | Out of Warranty | Haeron Modules |  |  |  |  | Haeron Modules | Schneider Electric | HR-325W | [5 empty] | Group Captive | HSEPL | Clean Solar Power Bellary Private Limited | Meera Corporation Kr | - | NA
BELLARY_BLOCK_3 | BELLARY_BLOCK_3_SMB2.4_S-7 | PV Solar Module String | - | BELLARY_BLOCK_3_SMB2.4 | 13.65 |  |  | 42 | Modules |  |  |  | Out of Warranty | Haeron Modules |  |  |  |  | Haeron Modules | Schneider Electric | HR-325W | [5 empty] | Group Captive | HSEPL | Clean Solar Power Bellary Private Limited | Meera Corporation Kr | - | NA
BELLARY_BLOCK_3 | BELLARY_BLOCK_3_SMB2.4_S-8 | PV Solar Module String | - | BELLARY_BLOCK_3_SMB2.4 | 13.65 |  |  | 42 | Modules |  |  |  | Out of Warranty | Haeron Modules |  |  |  |  | Haeron Modules | Schneider Electric | HR-325W | [5 empty] | Group Captive | HSEPL | Clean Solar Power Bellary Private Limited | Meera Corporation Kr | - | NA
BELLARY_BLOCK_3 | BELLARY_BLOCK_3_SMB2.4_S-9 | PV Solar Module String | - | BELLARY_BLOCK_3_SMB2.4 | 13.65 |  |  | 42 | Modules |  |  |  | Out of Warranty | Haeron Modules |  |  |  |  | Haeron Modules | Schneider Electric | HR-325W | [5 empty] | Group Captive | HSEPL | Clean Solar Power Bellary Private Limited | Meera Corporation Kr | - | NA
BELLARY_BLOCK_3 | BELLARY_BLOCK_3_SMB2.4_S-10 | PV Solar Module String | - | BELLARY_BLOCK_3_SMB2.4 | 13.65 |  |  | 42 | Modules |  |  |  | Out of Warranty | Haeron Modules |  |  |  |  | Haeron Modules | Schneider Electric | HR-325W | [5 empty] | Group Captive | HSEPL | Clean Solar Power Bellary Private Limited | Meera Corporation Kr | - | NA
BELLARY_BLOCK_3 | BELLARY_BLOCK_3_SMB2.4_S-11 | PV Solar Module String | - | BELLARY_BLOCK_3_SMB2.4 | 13.65 |  |  | 42 | Modules |  |  |  | Out of Warranty | Haeron Modules |  |  |  |  | Haeron Modules | Schneider Electric | HR-325W | [5 empty] | Group Captive | HSEPL | Clean Solar Power Bellary Private Limited | Meera Corporation Kr | - | NA
BELLARY_BLOCK_3 | BELLARY_BLOCK_3_SMB2.4_S-12 | PV Solar Module String | - | BELLARY_BLOCK_3_SMB2.4 | 13.65 |  |  | 42 | Modules |  |  |  | Out of Warranty | Haeron Modules |  |  |  |  | Haeron Modules | Schneider Electric | HR-325W | [5 empty] | Group Captive | HSEPL | Clean Solar Power Bellary Private Limited | Meera Corporation Kr | - | NA
BELLARY_BLOCK_3 | BELLARY_BLOCK_3_SMB2.4_S-13 | PV Solar Module String | - | BELLARY_BLOCK_3_SMB2.4 | 13.65 |  |  | 42 | Modules |  |  |  | Out of Warranty | Haeron Modules |  |  |  |  | Haeron Modules | Schneider Electric | HR-325W | [5 empty] | Group Captive | HSEPL | Clean Solar Power Bellary Private Limited | Meera Corporation Kr | - | NA
BELLARY_BLOCK_3 | BELLARY_BLOCK_3_SMB3.1_S-1 | PV Solar Module String | - | BELLARY_BLOCK_3_SMB3.1 | 13.65 |  |  | 42 | Modules |  |  |  | Out of Warranty | Haeron Modules |  |  |  |  | Haeron Modules | Schneider Electric | HR-325W | [5 empty] | Group Captive | HSEPL | Clean Solar Power Bellary Private Limited | Meera Corporation Kr | - | NA
BELLARY_BLOCK_3 | BELLARY_BLOCK_3_SMB3.1_S-2 | PV Solar Module String | - | BELLARY_BLOCK_3_SMB3.1 | 13.65 |  |  | 42 | Modules |  |  |  | Out of Warranty | Haeron Modules |  |  |  |  | Haeron Modules | Schneider Electric | HR-325W | [5 empty] | Group Captive | HSEPL | Clean Solar Power Bellary Private Limited | Meera Corporation Kr | - | NA
BELLARY_BLOCK_3 | BELLARY_BLOCK_3_SMB3.1_S-3 | PV Solar Module String | - | BELLARY_BLOCK_3_SMB3.1 | 13.65 |  |  | 42 | Modules |  |  |  | Out of Warranty | Haeron Modules |  |  |  |  | Haeron Modules | Schneider Electric | HR-325W | [5 empty] | Group Captive | HSEPL | Clean Solar Power Bellary Private Limited | Meera Corporation Kr | - | NA
BELLARY_BLOCK_3 | BELLARY_BLOCK_3_SMB3.1_S-4 | PV Solar Module String | - | BELLARY_BLOCK_3_SMB3.1 | 13.65 |  |  | 42 | Modules |  |  |  | Out of Warranty | Haeron Modules |  |  |  |  | Haeron Modules | Schneider Electric | HR-325W | [5 empty] | Group Captive | HSEPL | Clean Solar Power Bellary Private Limited | Meera Corporation Kr | - | NA
BELLARY_BLOCK_3 | BELLARY_BLOCK_3_SMB3.1_S-5 | PV Solar Module String | - | BELLARY_BLOCK_3_SMB3.1 | 13.65 |  |  | 42 | Modules |  |  |  | Out of Warranty | Haeron Modules |  |  |  |  | Haeron Modules | Schneider Electric | HR-325W | [5 empty] | Group Captive | HSEPL | Clean Solar Power Bellary Private Limited | Meera Corporation Kr | - | NA
BELLARY_BLOCK_3 | BELLARY_BLOCK_3_SMB3.1_S-6 | PV Solar Module String | - | BELLARY_BLOCK_3_SMB3.1 | 13.65 |  |  | 42 | Modules |  |  |  | Out of Warranty | Haeron Modules |  |  |  |  | Haeron Modules | Schneider Electric | HR-325W | [5 empty] | Group Captive | HSEPL | Clean Solar Power Bellary Private Limited | Meera Corporation Kr | - | NA
BELLARY_BLOCK_3 | BELLARY_BLOCK_3_SMB3.1_S-7 | PV Solar Module String | - | BELLARY_BLOCK_3_SMB3.1 | 13.65 |  |  | 42 | Modules |  |  |  | Out of Warranty | Haeron Modules |  |  |  |  | Haeron Modules | Schneider Electric | HR-325W | [5 empty] | Group Captive | HSEPL | Clean Solar Power Bellary Private Limited | Meera Corporation Kr | - | NA
BELLARY_BLOCK_3 | BELLARY_BLOCK_3_SMB3.1_S-8 | PV Solar Module String | - | BELLARY_BLOCK_3_SMB3.1 | 13.65 |  |  | 42 | Modules |  |  |  | Out of Warranty | Haeron Modules |  |  |  |  | Haeron Modules | Schneider Electric | HR-325W | [5 empty] | Group Captive | HSEPL | Clean Solar Power Bellary Private Limited | Meera Corporation Kr | - | NA
BELLARY_BLOCK_3 | BELLARY_BLOCK_3_SMB3.1_S-9 | PV Solar Module String | - | BELLARY_BLOCK_3_SMB3.1 | 13.65 |  |  | 42 | Modules |  |  |  | Out of Warranty | Haeron Modules |  |  |  |  | Haeron Modules | Schneider Electric | HR-325W | [5 empty] | Group Captive | HSEPL | Clean Solar Power Bellary Private Limited | Meera Corporation Kr | - | NA
BELLARY_BLOCK_3 | BELLARY_BLOCK_3_SMB3.1_S-10 | PV Solar Module String | - | BELLARY_BLOCK_3_SMB3.1 | 13.65 |  |  | 42 | Modules |  |  |  | Out of Warranty | Haeron Modules |  |  |  |  | Haeron Modules | Schneider Electric | HR-325W | [5 empty] | Group Captive | HSEPL | Clean Solar Power Bellary Private Limited | Meera Corporation Kr | - | NA
BELLARY_BLOCK_3 | BELLARY_BLOCK_3_SMB3.1_S-11 | PV Solar Module String | - | BELLARY_BLOCK_3_SMB3.1 | 13.65 |  |  | 42 | Modules |  |  |  | Out of Warranty | Haeron Modules |  |  |  |  | Haeron Modules | Schneider Electric | HR-325W | [5 empty] | Group Captive | HSEPL | Clean Solar Power Bellary Private Limited | Meera Corporation Kr | - | NA
BELLARY_BLOCK_3 | BELLARY_BLOCK_3_SMB3.1_S-12 | PV Solar Module String | - | BELLARY_BLOCK_3_SMB3.1 | 13.65 |  |  | 42 | Modules |  |  |  | Out of Warranty | Haeron Modules |  |  |  |  | Haeron Modules | Schneider Electric | HR-325W | [5 empty] | Group Captive | HSEPL | Clean Solar Power Bellary Private Limited | Meera Corporation Kr | - | NA
BELLARY_BLOCK_3 | BELLARY_BLOCK_3_SMB3.1_S-13 | PV Solar Module String | - | BELLARY_BLOCK_3_SMB3.1 | 13.65 |  |  | 42 | Modules |  |  |  | Out of Warranty | Haeron Modules |  |  |  |  | Haeron Modules | Schneider Electric | HR-325W | [5 empty] | Group Captive | HSEPL | Clean Solar Power Bellary Private Limited | Meera Corporation Kr | - | NA
BELLARY_BLOCK_3 | BELLARY_BLOCK_3_SMB3.1_S-14 | PV Solar Module String | - | BELLARY_BLOCK_3_SMB3.1 | 13.65 |  |  | 42 | Modules |  |  |  | Out of Warranty | Haeron Modules |  |  |  |  | Haeron Modules | Schneider Electric | HR-325W | [5 empty] | Group Captive | HSEPL | Clean Solar Power Bellary Private Limited | Meera Corporation Kr | - | NA
BELLARY_BLOCK_3 | BELLARY_BLOCK_3_SMB3.2_S-1 | PV Solar Module String | - | BELLARY_BLOCK_3_SMB3.2 | 13.65 |  |  | 42 | Modules |  |  |  | Out of Warranty | Haeron Modules |  |  |  |  | Haeron Modules | Schneider Electric | HR-325W | [5 empty] | Group Captive | HSEPL | Clean Solar Power Bellary Private Limited | Meera Corporation Kr | - | NA
BELLARY_BLOCK_3 | BELLARY_BLOCK_3_SMB3.2_S-2 | PV Solar Module String | - | BELLARY_BLOCK_3_SMB3.2 | 13.65 |  |  | 42 | Modules |  |  |  | Out of Warranty | Haeron Modules |  |  |  |  | Haeron Modules | Schneider Electric | HR-325W | [5 empty] | Group Captive | HSEPL | Clean Solar Power Bellary Private Limited | Meera Corporation Kr | - | NA
BELLARY_BLOCK_3 | BELLARY_BLOCK_3_SMB3.2_S-3 | PV Solar Module String | - | BELLARY_BLOCK_3_SMB3.2 | 13.65 |  |  | 42 | Modules |  |  |  | Out of Warranty | Haeron Modules |  |  |  |  | Haeron Modules | Schneider Electric | HR-325W | [5 empty] | Group Captive | HSEPL | Clean Solar Power Bellary Private Limited | Meera Corporation Kr | - | NA
BELLARY_BLOCK_3 | BELLARY_BLOCK_3_SMB3.2_S-4 | PV Solar Module String | - | BELLARY_BLOCK_3_SMB3.2 | 13.65 |  |  | 42 | Modules |  |  |  | Out of Warranty | Haeron Modules |  |  |  |  | Haeron Modules | Schneider Electric | HR-325W | [5 empty] | Group Captive | HSEPL | Clean Solar Power Bellary Private Limited | Meera Corporation Kr | - | NA
BELLARY_BLOCK_3 | BELLARY_BLOCK_3_SMB3.2_S-5 | PV Solar Module String | - | BELLARY_BLOCK_3_SMB3.2 | 13.65 |  |  | 42 | Modules |  |  |  | Out of Warranty | Haeron Modules |  |  |  |  | Haeron Modules | Schneider Electric | HR-325W | [5 empty] | Group Captive | HSEPL | Clean Solar Power Bellary Private Limited | Meera Corporation Kr | - | NA
BELLARY_BLOCK_3 | BELLARY_BLOCK_3_SMB3.2_S-6 | PV Solar Module String | - | BELLARY_BLOCK_3_SMB3.2 | 13.65 |  |  | 42 | Modules |  |  |  | Out of Warranty | Haeron Modules |  |  |  |  | Haeron Modules | Schneider Electric | HR-325W | [5 empty] | Group Captive | HSEPL | Clean Solar Power Bellary Private Limited | Meera Corporation Kr | - | NA
BELLARY_BLOCK_3 | BELLARY_BLOCK_3_SMB3.2_S-7 | PV Solar Module String | - | BELLARY_BLOCK_3_SMB3.2 | 13.65 |  |  | 42 | Modules |  |  |  | Out of Warranty | Haeron Modules |  |  |  |  | Haeron Modules | Schneider Electric | HR-325W | [5 empty] | Group Captive | HSEPL | Clean Solar Power Bellary Private Limited | Meera Corporation Kr | - | NA
BELLARY_BLOCK_3 | BELLARY_BLOCK_3_SMB3.2_S-8 | PV Solar Module String | - | BELLARY_BLOCK_3_SMB3.2 | 13.65 |  |  | 42 | Modules |  |  |  | Out of Warranty | Haeron Modules |  |  |  |  | Haeron Modules | Schneider Electric | HR-325W | [5 empty] | Group Captive | HSEPL | Clean Solar Power Bellary Private Limited | Meera Corporation Kr | - | NA
BELLARY_BLOCK_3 | BELLARY_BLOCK_3_SMB3.2_S-9 | PV Solar Module String | - | BELLARY_BLOCK_3_SMB3.2 | 13.65 |  |  | 42 | Modules |  |  |  | Out of Warranty | Haeron Modules |  |  |  |  | Haeron Modules | Schneider Electric | HR-325W | [5 empty] | Group Captive | HSEPL | Clean Solar Power Bellary Private Limited | Meera Corporation Kr | - | NA
BELLARY_BLOCK_3 | BELLARY_BLOCK_3_SMB3.2_S-10 | PV Solar Module String | - | BELLARY_BLOCK_3_SMB3.2 | 13.65 |  |  | 42 | Modules |  |  |  | Out of Warranty | Haeron Modules |  |  |  |  | Haeron Modules | Schneider Electric | HR-325W | [5 empty] | Group Captive | HSEPL | Clean Solar Power Bellary Private Limited | Meera Corporation Kr | - | NA
BELLARY_BLOCK_3 | BELLARY_BLOCK_3_SMB3.2_S-11 | PV Solar Module String | - | BELLARY_BLOCK_3_SMB3.2 | 13.65 |  |  | 42 | Modules |  |  |  | Out of Warranty | Haeron Modules |  |  |  |  | Haeron Modules | Schneider Electric | HR-325W | [5 empty] | Group Captive | HSEPL | Clean Solar Power Bellary Private Limited | Meera Corporation Kr | - | NA
BELLARY_BLOCK_3 | BELLARY_BLOCK_3_SMB3.2_S-12 | PV Solar Module String | - | BELLARY_BLOCK_3_SMB3.2 | 13.65 |  |  | 42 | Modules |  |  |  | Out of Warranty | Haeron Modules |  |  |  |  | Haeron Modules | Schneider Electric | HR-325W | [5 empty] | Group Captive | HSEPL | Clean Solar Power Bellary Private Limited | Meera Corporation Kr | - | NA
BELLARY_BLOCK_3 | BELLARY_BLOCK_3_SMB3.2_S-13 | PV Solar Module String | - | BELLARY_BLOCK_3_SMB3.2 | 13.65 |  |  | 42 | Modules |  |  |  | Out of Warranty | Haeron Modules |  |  |  |  | Haeron Modules | Schneider Electric | HR-325W | [5 empty] | Group Captive | HSEPL | Clean Solar Power Bellary Private Limited | Meera Corporation Kr | - | NA
BELLARY_BLOCK_3 | BELLARY_BLOCK_3_SMB3.3_S-14 | PV Solar Module String | - | BELLARY_BLOCK_3_SMB3.3 | 13.65 |  |  | 42 | Modules |  |  |  | Out of Warranty | Haeron Modules |  |  |  |  | Haeron Modules | Schneider Electric | HR-325W | [5 empty] | Group Captive | HSEPL | Clean Solar Power Bellary Private Limited | Meera Corporation Kr | - | NA
BELLARY_BLOCK_3 | BELLARY_BLOCK_3_SMB3.3_S-1 | PV Solar Module String | - | BELLARY_BLOCK_3_SMB3.3 | 13.65 |  |  | 42 | Modules |  |  |  | Out of Warranty | Haeron Modules |  |  |  |  | Haeron Modules | Schneider Electric | HR-325W | [5 empty] | Group Captive | HSEPL | Clean Solar Power Bellary Private Limited | Meera Corporation Kr | - | NA
BELLARY_BLOCK_3 | BELLARY_BLOCK_3_SMB3.3_S-2 | PV Solar Module String | - | BELLARY_BLOCK_3_SMB3.3 | 13.65 |  |  | 42 | Modules |  |  |  | Out of Warranty | Haeron Modules |  |  |  |  | Haeron Modules | Schneider Electric | HR-325W | [5 empty] | Group Captive | HSEPL | Clean Solar Power Bellary Private Limited | Meera Corporation Kr | - | NA
BELLARY_BLOCK_3 | BELLARY_BLOCK_3_SMB3.3_S-3 | PV Solar Module String | - | BELLARY_BLOCK_3_SMB3.3 | 13.65 |  |  | 42 | Modules |  |  |  | Out of Warranty | Haeron Modules |  |  |  |  | Haeron Modules | Schneider Electric | HR-325W | [5 empty] | Group Captive | HSEPL | Clean Solar Power Bellary Private Limited | Meera Corporation Kr | - | NA
BELLARY_BLOCK_3 | BELLARY_BLOCK_3_SMB3.3_S-4 | PV Solar Module String | - | BELLARY_BLOCK_3_SMB3.3 | 13.65 |  |  | 42 | Modules |  |  |  | Out of Warranty | Haeron Modules |  |  |  |  | Haeron Modules | Schneider Electric | HR-325W | [5 empty] | Group Captive | HSEPL | Clean Solar Power Bellary Private Limited | Meera Corporation Kr | - | NA
BELLARY_BLOCK_3 | BELLARY_BLOCK_3_SMB3.3_S-5 | PV Solar Module String | - | BELLARY_BLOCK_3_SMB3.3 | 13.65 |  |  | 42 | Modules |  |  |  | Out of Warranty | Haeron Modules |  |  |  |  | Haeron Modules | Schneider Electric | HR-325W | [5 empty] | Group Captive | HSEPL | Clean Solar Power Bellary Private Limited | Meera Corporation Kr | - | NA
BELLARY_BLOCK_3 | BELLARY_BLOCK_3_SMB3.3_S-6 | PV Solar Module String | - | BELLARY_BLOCK_3_SMB3.3 | 13.65 |  |  | 42 | Modules |  |  |  | Out of Warranty | Haeron Modules |  |  |  |  | Haeron Modules | Schneider Electric | HR-325W | [5 empty] | Group Captive | HSEPL | Clean Solar Power Bellary Private Limited | Meera Corporation Kr | - | NA
BELLARY_BLOCK_3 | BELLARY_BLOCK_3_SMB3.3_S-7 | PV Solar Module String | - | BELLARY_BLOCK_3_SMB3.3 | 13.65 |  |  | 42 | Modules |  |  |  | Out of Warranty | Haeron Modules |  |  |  |  | Haeron Modules | Schneider Electric | HR-325W | [5 empty] | Group Captive | HSEPL | Clean Solar Power Bellary Private Limited | Meera Corporation Kr | - | NA
BELLARY_BLOCK_3 | BELLARY_BLOCK_3_SMB3.3_S-8 | PV Solar Module String | - | BELLARY_BLOCK_3_SMB3.3 | 13.65 |  |  | 42 | Modules |  |  |  | Out of Warranty | Haeron Modules |  |  |  |  | Haeron Modules | Schneider Electric | HR-325W | [5 empty] | Group Captive | HSEPL | Clean Solar Power Bellary Private Limited | Meera Corporation Kr | - | NA
BELLARY_BLOCK_3 | BELLARY_BLOCK_3_SMB3.3_S-9 | PV Solar Module String | - | BELLARY_BLOCK_3_SMB3.3 | 13.65 |  |  | 42 | Modules |  |  |  | Out of Warranty | Haeron Modules |  |  |  |  | Haeron Modules | Schneider Electric | HR-325W | [5 empty] | Group Captive | HSEPL | Clean Solar Power Bellary Private Limited | Meera Corporation Kr | - | NA
BELLARY_BLOCK_3 | BELLARY_BLOCK_3_SMB3.3_S-10 | PV Solar Module String | - | BELLARY_BLOCK_3_SMB3.3 | 13.65 |  |  | 42 | Modules |  |  |  | Out of Warranty | Haeron Modules |  |  |  |  | Haeron Modules | Schneider Electric | HR-325W | [5 empty] | Group Captive | HSEPL | Clean Solar Power Bellary Private Limited | Meera Corporation Kr | - | NA
BELLARY_BLOCK_3 | BELLARY_BLOCK_3_SMB3.3_S-11 | PV Solar Module String | - | BELLARY_BLOCK_3_SMB3.3 | 13.65 |  |  | 42 | Modules |  |  |  | Out of Warranty | Haeron Modules |  |  |  |  | Haeron Modules | Schneider Electric | HR-325W | [5 empty] | Group Captive | HSEPL | Clean Solar Power Bellary Private Limited | Meera Corporation Kr | - | NA
BELLARY_BLOCK_3 | BELLARY_BLOCK_3_SMB3.3_S-12 | PV Solar Module String | - | BELLARY_BLOCK_3_SMB3.3 | 13.65 |  |  | 42 | Modules |  |  |  | Out of Warranty | Haeron Modules |  |  |  |  | Haeron Modules | Schneider Electric | HR-325W | [5 empty] | Group Captive | HSEPL | Clean Solar Power Bellary Private Limited | Meera Corporation Kr | - | NA
BELLARY_BLOCK_3 | BELLARY_BLOCK_3_SMB3.3_S-13 | PV Solar Module String | - | BELLARY_BLOCK_3_SMB3.3 | 13.65 |  |  | 42 | Modules |  |  |  | Out of Warranty | Haeron Modules |  |  |  |  | Haeron Modules | Schneider Electric | HR-325W | [5 empty] | Group Captive | HSEPL | Clean Solar Power Bellary Private Limited | Meera Corporation Kr | - | NA
BELLARY_BLOCK_3 | BELLARY_BLOCK_3_SMB3.4_S-1 | PV Solar Module String | - | BELLARY_BLOCK_3_SMB3.4 | 13.65 |  |  | 42 | Modules |  |  |  | Out of Warranty | Haeron Modules |  |  |  |  | Haeron Modules | Schneider Electric | HR-325W | [5 empty] | Group Captive | HSEPL | Clean Solar Power Bellary Private Limited | Meera Corporation Kr | - | NA
BELLARY_BLOCK_3 | BELLARY_BLOCK_3_SMB3.4_S-2 | PV Solar Module String | - | BELLARY_BLOCK_3_SMB3.4 | 13.65 |  |  | 42 | Modules |  |  |  | Out of Warranty | Haeron Modules |  |  |  |  | Haeron Modules | Schneider Electric | HR-325W | [5 empty] | Group Captive | HSEPL | Clean Solar Power Bellary Private Limited | Meera Corporation Kr | - | NA
BELLARY_BLOCK_3 | BELLARY_BLOCK_3_SMB3.4_S-3 | PV Solar Module String | - | BELLARY_BLOCK_3_SMB3.4 | 13.65 |  |  | 42 | Modules |  |  |  | Out of Warranty | Haeron Modules |  |  |  |  | Haeron Modules | Schneider Electric | HR-325W | [5 empty] | Group Captive | HSEPL | Clean Solar Power Bellary Private Limited | Meera Corporation Kr | - | NA
BELLARY_BLOCK_3 | BELLARY_BLOCK_3_SMB3.4_S-4 | PV Solar Module String | - | BELLARY_BLOCK_3_SMB3.4 | 13.65 |  |  | 42 | Modules |  |  |  | Out of Warranty | Haeron Modules |  |  |  |  | Haeron Modules | Schneider Electric | HR-325W | [5 empty] | Group Captive | HSEPL | Clean Solar Power Bellary Private Limited | Meera Corporation Kr | - | NA
BELLARY_BLOCK_3 | BELLARY_BLOCK_3_SMB3.4_S-5 | PV Solar Module String | - | BELLARY_BLOCK_3_SMB3.4 | 13.65 |  |  | 42 | Modules |  |  |  | Out of Warranty | Haeron Modules |  |  |  |  | Haeron Modules | Schneider Electric | HR-325W | [5 empty] | Group Captive | HSEPL | Clean Solar Power Bellary Private Limited | Meera Corporation Kr | - | NA
BELLARY_BLOCK_3 | BELLARY_BLOCK_3_SMB3.4_S-6 | PV Solar Module String | - | BELLARY_BLOCK_3_SMB3.4 | 13.65 |  |  | 42 | Modules |  |  |  | Out of Warranty | Haeron Modules |  |  |  |  | Haeron Modules | Schneider Electric | HR-325W | [5 empty] | Group Captive | HSEPL | Clean Solar Power Bellary Private Limited | Meera Corporation Kr | - | NA
BELLARY_BLOCK_3 | BELLARY_BLOCK_3_SMB3.4_S-7 | PV Solar Module String | - | BELLARY_BLOCK_3_SMB3.4 | 13.65 |  |  | 42 | Modules |  |  |  | Out of Warranty | Haeron Modules |  |  |  |  | Haeron Modules | Schneider Electric | HR-325W | [5 empty] | Group Captive | HSEPL | Clean Solar Power Bellary Private Limited | Meera Corporation Kr | - | NA
BELLARY_BLOCK_3 | BELLARY_BLOCK_3_SMB3.4_S-8 | PV Solar Module String | - | BELLARY_BLOCK_3_SMB3.4 | 13.65 |  |  | 42 | Modules |  |  |  | Out of Warranty | Haeron Modules |  |  |  |  | Haeron Modules | Schneider Electric | HR-325W | [5 empty] | Group Captive | HSEPL | Clean Solar Power Bellary Private Limited | Meera Corporation Kr | - | NA
BELLARY_BLOCK_3 | BELLARY_BLOCK_3_SMB3.4_S-9 | PV Solar Module String | - | BELLARY_BLOCK_3_SMB3.4 | 13.65 |  |  | 42 | Modules |  |  |  | Out of Warranty | Haeron Modules |  |  |  |  | Haeron Modules | Schneider Electric | HR-325W | [5 empty] | Group Captive | HSEPL | Clean Solar Power Bellary Private Limited | Meera Corporation Kr | - | NA
BELLARY_BLOCK_3 | BELLARY_BLOCK_3_SMB3.4_S-10 | PV Solar Module String | - | BELLARY_BLOCK_3_SMB3.4 | 13.65 |  |  | 42 | Modules |  |  |  | Out of Warranty | Haeron Modules |  |  |  |  | Haeron Modules | Schneider Electric | HR-325W | [5 empty] | Group Captive | HSEPL | Clean Solar Power Bellary Private Limited | Meera Corporation Kr | - | NA
BELLARY_BLOCK_3 | BELLARY_BLOCK_3_SMB3.4_S-11 | PV Solar Module String | - | BELLARY_BLOCK_3_SMB3.4 | 13.65 |  |  | 42 | Modules |  |  |  | Out of Warranty | Haeron Modules |  |  |  |  | Haeron Modules | Schneider Electric | HR-325W | [5 empty] | Group Captive | HSEPL | Clean Solar Power Bellary Private Limited | Meera Corporation Kr | - | NA
BELLARY_BLOCK_3 | BELLARY_BLOCK_3_SMB3.4_S-12 | PV Solar Module String | - | BELLARY_BLOCK_3_SMB3.4 | 13.65 |  |  | 42 | Modules |  |  |  | Out of Warranty | Haeron Modules |  |  |  |  | Haeron Modules | Schneider Electric | HR-325W | [5 empty] | Group Captive | HSEPL | Clean Solar Power Bellary Private Limited | Meera Corporation Kr | - | NA
BELLARY_BLOCK_3 | BELLARY_BLOCK_3_SMB3.1_S-13 | PV Solar Module String | - | BELLARY_BLOCK_3_SMB3.1 | 13.65 |  |  | 42 | Modules |  |  |  | Out of Warranty | Haeron Modules |  |  |  |  | Haeron Modules | Schneider Electric | HR-325W | [5 empty] | Group Captive | HSEPL | Clean Solar Power Bellary Private Limited | Meera Corporation Kr | - | NA
BELLARY_BLOCK_3 | BELLARY_BLOCK_3_SMB4.1_S-1 | PV Solar Module String | - | BELLARY_BLOCK_3_SMB4.1 | 13.65 |  |  | 42 | Modules |  |  |  | Out of Warranty | Haeron Modules |  |  |  |  | Haeron Modules | Schneider Electric | HR-325W | [5 empty] | Group Captive | HSEPL | Clean Solar Power Bellary Private Limited | Meera Corporation Kr | - | NA
BELLARY_BLOCK_3 | BELLARY_BLOCK_3_SMB4.1_S-2 | PV Solar Module String | - | BELLARY_BLOCK_3_SMB4.1 | 13.65 |  |  | 42 | Modules |  |  |  | Out of Warranty | Haeron Modules |  |  |  |  | Haeron Modules | Schneider Electric | HR-325W | [5 empty] | Group Captive | HSEPL | Clean Solar Power Bellary Private Limited | Meera Corporation Kr | - | NA
BELLARY_BLOCK_3 | BELLARY_BLOCK_3_SMB4.1_S-3 | PV Solar Module String | - | BELLARY_BLOCK_3_SMB4.1 | 13.65 |  |  | 42 | Modules |  |  |  | Out of Warranty | Haeron Modules |  |  |  |  | Haeron Modules | Schneider Electric | HR-325W | [5 empty] | Group Captive | HSEPL | Clean Solar Power Bellary Private Limited | Meera Corporation Kr | - | NA
BELLARY_BLOCK_3 | BELLARY_BLOCK_3_SMB4.1_S-4 | PV Solar Module String | - | BELLARY_BLOCK_3_SMB4.1 | 13.65 |  |  | 42 | Modules |  |  |  | Out of Warranty | Haeron Modules |  |  |  |  | Haeron Modules | Schneider Electric | HR-325W | [5 empty] | Group Captive | HSEPL | Clean Solar Power Bellary Private Limited | Meera Corporation Kr | - | NA
BELLARY_BLOCK_3 | BELLARY_BLOCK_3_SMB4.1_S-5 | PV Solar Module String | - | BELLARY_BLOCK_3_SMB4.1 | 13.65 |  |  | 42 | Modules |  |  |  | Out of Warranty | Haeron Modules |  |  |  |  | Haeron Modules | Schneider Electric | HR-325W | [5 empty] | Group Captive | HSEPL | Clean Solar Power Bellary Private Limited | Meera Corporation Kr | - | NA
BELLARY_BLOCK_3 | BELLARY_BLOCK_3_SMB4.1_S-6 | PV Solar Module String | - | BELLARY_BLOCK_3_SMB4.1 | 13.65 |  |  | 42 | Modules |  |  |  | Out of Warranty | Haeron Modules |  |  |  |  | Haeron Modules | Schneider Electric | HR-325W | [5 empty] | Group Captive | HSEPL | Clean Solar Power Bellary Private Limited | Meera Corporation Kr | - | NA
BELLARY_BLOCK_3 | BELLARY_BLOCK_3_SMB4.1_S-7 | PV Solar Module String | - | BELLARY_BLOCK_3_SMB4.1 | 13.65 |  |  | 42 | Modules |  |  |  | Out of Warranty | Haeron Modules |  |  |  |  | Haeron Modules | Schneider Electric | HR-325W | [5 empty] | Group Captive | HSEPL | Clean Solar Power Bellary Private Limited | Meera Corporation Kr | - | NA
BELLARY_BLOCK_3 | BELLARY_BLOCK_3_SMB4.1_S-8 | PV Solar Module String | - | BELLARY_BLOCK_3_SMB4.1 | 13.65 |  |  | 42 | Modules |  |  |  | Out of Warranty | Haeron Modules |  |  |  |  | Haeron Modules | Schneider Electric | HR-325W | [5 empty] | Group Captive | HSEPL | Clean Solar Power Bellary Private Limited | Meera Corporation Kr | - | NA
BELLARY_BLOCK_3 | BELLARY_BLOCK_3_SMB4.1_S-9 | PV Solar Module String | - | BELLARY_BLOCK_3_SMB4.1 | 13.65 |  |  | 42 | Modules |  |  |  | Out of Warranty | Haeron Modules |  |  |  |  | Haeron Modules | Schneider Electric | HR-325W | [5 empty] | Group Captive | HSEPL | Clean Solar Power Bellary Private Limited | Meera Corporation Kr | - | NA
BELLARY_BLOCK_3 | BELLARY_BLOCK_3_SMB4.1_S-10 | PV Solar Module String | - | BELLARY_BLOCK_3_SMB4.1 | 13.65 |  |  | 42 | Modules |  |  |  | Out of Warranty | Haeron Modules |  |  |  |  | Haeron Modules | Schneider Electric | HR-325W | [5 empty] | Group Captive | HSEPL | Clean Solar Power Bellary Private Limited | Meera Corporation Kr | - | NA
BELLARY_BLOCK_3 | BELLARY_BLOCK_3_SMB4.1_S-11 | PV Solar Module String | - | BELLARY_BLOCK_3_SMB4.1 | 13.65 |  |  | 42 | Modules |  |  |  | Out of Warranty | Haeron Modules |  |  |  |  | Haeron Modules | Schneider Electric | HR-325W | [5 empty] | Group Captive | HSEPL | Clean Solar Power Bellary Private Limited | Meera Corporation Kr | - | NA
BELLARY_BLOCK_3 | BELLARY_BLOCK_3_SMB4.1_S-12 | PV Solar Module String | - | BELLARY_BLOCK_3_SMB4.1 | 13.65 |  |  | 42 | Modules |  |  |  | Out of Warranty | Haeron Modules |  |  |  |  | Haeron Modules | Schneider Electric | HR-325W | [5 empty] | Group Captive | HSEPL | Clean Solar Power Bellary Private Limited | Meera Corporation Kr | - | NA
BELLARY_BLOCK_3 | BELLARY_BLOCK_3_SMB4.1_S-13 | PV Solar Module String | - | BELLARY_BLOCK_3_SMB4.1 | 13.65 |  |  | 42 | Modules |  |  |  | Out of Warranty | Haeron Modules |  |  |  |  | Haeron Modules | Schneider Electric | HR-325W | [5 empty] | Group Captive | HSEPL | Clean Solar Power Bellary Private Limited | Meera Corporation Kr | - | NA
BELLARY_BLOCK_3 | BELLARY_BLOCK_3_SMB4.1_S-14 | PV Solar Module String | - | BELLARY_BLOCK_3_SMB4.1 | 13.65 |  |  | 42 | Modules |  |  |  | Out of Warranty | Haeron Modules |  |  |  |  | Haeron Modules | Schneider Electric | HR-325W | [5 empty] | Group Captive | HSEPL | Clean Solar Power Bellary Private Limited | Meera Corporation Kr | - | NA
BELLARY_BLOCK_3 | BELLARY_BLOCK_3_SMB4.2_S-1 | PV Solar Module String | - | BELLARY_BLOCK_3_SMB4.2 | 13.65 |  |  | 42 | Modules |  |  |  | Out of Warranty | Haeron Modules |  |  |  |  | Haeron Modules | Schneider Electric | HR-325W | [5 empty] | Group Captive | HSEPL | Clean Solar Power Bellary Private Limited | Meera Corporation Kr | - | NA
BELLARY_BLOCK_3 | BELLARY_BLOCK_3_SMB4.2_S-2 | PV Solar Module String | - | BELLARY_BLOCK_3_SMB4.2 | 13.65 |  |  | 42 | Modules |  |  |  | Out of Warranty | Haeron Modules |  |  |  |  | Haeron Modules | Schneider Electric | HR-325W | [5 empty] | Group Captive | HSEPL | Clean Solar Power Bellary Private Limited | Meera Corporation Kr | - | NA
BELLARY_BLOCK_3 | BELLARY_BLOCK_3_SMB4.2_S-3 | PV Solar Module String | - | BELLARY_BLOCK_3_SMB4.2 | 13.65 |  |  | 42 | Modules |  |  |  | Out of Warranty | Haeron Modules |  |  |  |  | Haeron Modules | Schneider Electric | HR-325W | [5 empty] | Group Captive | HSEPL | Clean Solar Power Bellary Private Limited | Meera Corporation Kr | - | NA
BELLARY_BLOCK_3 | BELLARY_BLOCK_3_SMB4.2_S-4 | PV Solar Module String | - | BELLARY_BLOCK_3_SMB4.2 | 13.65 |  |  | 42 | Modules |  |  |  | Out of Warranty | Haeron Modules |  |  |  |  | Haeron Modules | Schneider Electric | HR-325W | [5 empty] | Group Captive | HSEPL | Clean Solar Power Bellary Private Limited | Meera Corporation Kr | - | NA
BELLARY_BLOCK_3 | BELLARY_BLOCK_3_SMB4.2_S-5 | PV Solar Module String | - | BELLARY_BLOCK_3_SMB4.2 | 13.65 |  |  | 42 | Modules |  |  |  | Out of Warranty | Haeron Modules |  |  |  |  | Haeron Modules | Schneider Electric | HR-325W | [5 empty] | Group Captive | HSEPL | Clean Solar Power Bellary Private Limited | Meera Corporation Kr | - | NA
BELLARY_BLOCK_3 | BELLARY_BLOCK_3_SMB4.2_S-6 | PV Solar Module String | - | BELLARY_BLOCK_3_SMB4.2 | 13.65 |  |  | 42 | Modules |  |  |  | Out of Warranty | Haeron Modules |  |  |  |  | Haeron Modules | Schneider Electric | HR-325W | [5 empty] | Group Captive | HSEPL | Clean Solar Power Bellary Private Limited | Meera Corporation Kr | - | NA
BELLARY_BLOCK_3 | BELLARY_BLOCK_3_SMB4.3_S-1 | PV Solar Module String | - | BELLARY_BLOCK_3_SMB4.3 | 13.65 |  |  | 42 | Modules |  |  |  | Out of Warranty | Haeron Modules |  |  |  |  | Haeron Modules | Schneider Electric | HR-325W | [5 empty] | Group Captive | HSEPL | Clean Solar Power Bellary Private Limited | Meera Corporation Kr | - | NA
BELLARY_BLOCK_3 | BELLARY_BLOCK_3_SMB4.3_S-2 | PV Solar Module String | - | BELLARY_BLOCK_3_SMB4.3 | 13.65 |  |  | 42 | Modules |  |  |  | Out of Warranty | Haeron Modules |  |  |  |  | Haeron Modules | Schneider Electric | HR-325W | [5 empty] | Group Captive | HSEPL | Clean Solar Power Bellary Private Limited | Meera Corporation Kr | - | NA
BELLARY_BLOCK_3 | BELLARY_BLOCK_3_SMB4.3_S-3 | PV Solar Module String | - | BELLARY_BLOCK_3_SMB4.3 | 13.65 |  |  | 42 | Modules |  |  |  | Out of Warranty | Haeron Modules |  |  |  |  | Haeron Modules | Schneider Electric | HR-325W | [5 empty] | Group Captive | HSEPL | Clean Solar Power Bellary Private Limited | Meera Corporation Kr | - | NA
BELLARY_BLOCK_3 | BELLARY_BLOCK_3_SMB4.3_S-4 | PV Solar Module String | - | BELLARY_BLOCK_3_SMB4.3 | 13.65 |  |  | 42 | Modules |  |  |  | Out of Warranty | Haeron Modules |  |  |  |  | Haeron Modules | Schneider Electric | HR-325W | [5 empty] | Group Captive | HSEPL | Clean Solar Power Bellary Private Limited | Meera Corporation Kr | - | NA
BELLARY_BLOCK_3 | BELLARY_BLOCK_3_SMB4.3_S-5 | PV Solar Module String | - | BELLARY_BLOCK_3_SMB4.3 | 13.65 |  |  | 42 | Modules |  |  |  | Out of Warranty | Haeron Modules |  |  |  |  | Haeron Modules | Schneider Electric | HR-325W | [5 empty] | Group Captive | HSEPL | Clean Solar Power Bellary Private Limited | Meera Corporation Kr | - | NA
BELLARY_BLOCK_3 | BELLARY_BLOCK_3_SMB4.3_S-6 | PV Solar Module String | - | BELLARY_BLOCK_3_SMB4.3 | 13.65 |  |  | 42 | Modules |  |  |  | Out of Warranty | Haeron Modules |  |  |  |  | Haeron Modules | Schneider Electric | HR-325W | [5 empty] | Group Captive | HSEPL | Clean Solar Power Bellary Private Limited | Meera Corporation Kr | - | NA
BELLARY_BLOCK_3 | BELLARY_BLOCK_3_SMB4.3_S-7 | PV Solar Module String | - | BELLARY_BLOCK_3_SMB4.3 | 13.65 |  |  | 42 | Modules |  |  |  | Out of Warranty | Haeron Modules |  |  |  |  | Haeron Modules | Schneider Electric | HR-325W | [5 empty] | Group Captive | HSEPL | Clean Solar Power Bellary Private Limited | Meera Corporation Kr | - | NA
BELLARY_BLOCK_3 | BELLARY_BLOCK_3_SMB4.3_S-8 | PV Solar Module String | - | BELLARY_BLOCK_3_SMB4.3 | 13.65 |  |  | 42 | Modules |  |  |  | Out of Warranty | Haeron Modules |  |  |  |  | Haeron Modules | Schneider Electric | HR-325W | [5 empty] | Group Captive | HSEPL | Clean Solar Power Bellary Private Limited | Meera Corporation Kr | - | NA
BELLARY_BLOCK_3 | BELLARY_BLOCK_3_SMB4.3_S-9 | PV Solar Module String | - | BELLARY_BLOCK_3_SMB4.3 | 13.65 |  |  | 42 | Modules |  |  |  | Out of Warranty | Haeron Modules |  |  |  |  | Haeron Modules | Schneider Electric | HR-325W | [5 empty] | Group Captive | HSEPL | Clean Solar Power Bellary Private Limited | Meera Corporation Kr | - | NA
BELLARY_BLOCK_3 | BELLARY_BLOCK_3_SMB4.3_S-10 | PV Solar Module String | - | BELLARY_BLOCK_3_SMB4.3 | 13.65 |  |  | 42 | Modules |  |  |  | Out of Warranty | Haeron Modules |  |  |  |  | Haeron Modules | Schneider Electric | HR-325W | [5 empty] | Group Captive | HSEPL | Clean Solar Power Bellary Private Limited | Meera Corporation Kr | - | NA
BELLARY_BLOCK_3 | BELLARY_BLOCK_3_SMB4.3_S-11 | PV Solar Module String | - | BELLARY_BLOCK_3_SMB4.3 | 13.65 |  |  | 42 | Modules |  |  |  | Out of Warranty | Haeron Modules |  |  |  |  | Haeron Modules | Schneider Electric | HR-325W | [5 empty] | Group Captive | HSEPL | Clean Solar Power Bellary Private Limited | Meera Corporation Kr | - | NA
BELLARY_BLOCK_3 | BELLARY_BLOCK_3_SMB4.3_S-12 | PV Solar Module String | - | BELLARY_BLOCK_3_SMB4.3 | 13.65 |  |  | 42 | Modules |  |  |  | Out of Warranty | Haeron Modules |  |  |  |  | Haeron Modules | Schneider Electric | HR-325W | [5 empty] | Group Captive | HSEPL | Clean Solar Power Bellary Private Limited | Meera Corporation Kr | - | NA
BELLARY_BLOCK_3 | BELLARY_BLOCK_3_SMB4.4_S-13 | PV Solar Module String | - | BELLARY_BLOCK_3_SMB4.4 | 13.65 |  |  | 42 | Modules |  |  |  | Out of Warranty | Haeron Modules |  |  |  |  | Haeron Modules | Schneider Electric | HR-325W | [5 empty] | Group Captive | HSEPL | Clean Solar Power Bellary Private Limited | Meera Corporation Kr | - | NA
BELLARY_BLOCK_3 | BELLARY_BLOCK_3_SMB4.4_S-1 | PV Solar Module String | - | BELLARY_BLOCK_3_SMB4.4 | 13.65 |  |  | 42 | Modules |  |  |  | Out of Warranty | Haeron Modules |  |  |  |  | Haeron Modules | Schneider Electric | HR-325W | [5 empty] | Group Captive | HSEPL | Clean Solar Power Bellary Private Limited | Meera Corporation Kr | - | NA
BELLARY_BLOCK_3 | BELLARY_BLOCK_3_SMB4.4_S-2 | PV Solar Module String | - | BELLARY_BLOCK_3_SMB4.4 | 13.65 |  |  | 42 | Modules |  |  |  | Out of Warranty | Haeron Modules |  |  |  |  | Haeron Modules | Schneider Electric | HR-325W | [5 empty] | Group Captive | HSEPL | Clean Solar Power Bellary Private Limited | Meera Corporation Kr | - | NA
BELLARY_BLOCK_3 | BELLARY_BLOCK_3_SMB4.4_S-3 | PV Solar Module String | - | BELLARY_BLOCK_3_SMB4.4 | 13.65 |  |  | 42 | Modules |  |  |  | Out of Warranty | Haeron Modules |  |  |  |  | Haeron Modules | Schneider Electric | HR-325W | [5 empty] | Group Captive | HSEPL | Clean Solar Power Bellary Private Limited | Meera Corporation Kr | - | NA
BELLARY_BLOCK_3 | BELLARY_BLOCK_3_SMB4.4_S-4 | PV Solar Module String | - | BELLARY_BLOCK_3_SMB4.4 | 13.65 |  |  | 42 | Modules |  |  |  | Out of Warranty | Haeron Modules |  |  |  |  | Haeron Modules | Schneider Electric | HR-325W | [5 empty] | Group Captive | HSEPL | Clean Solar Power Bellary Private Limited | Meera Corporation Kr | - | NA
BELLARY_BLOCK_3 | BELLARY_BLOCK_3_SMB4.4_S-5 | PV Solar Module String | - | BELLARY_BLOCK_3_SMB4.4 | 13.65 |  |  | 42 | Modules |  |  |  | Out of Warranty | Haeron Modules |  |  |  |  | Haeron Modules | Schneider Electric | HR-325W | [5 empty] | Group Captive | HSEPL | Clean Solar Power Bellary Private Limited | Meera Corporation Kr | - | NA
BELLARY_BLOCK_3 | BELLARY_BLOCK_3_SMB4.4_S-6 | PV Solar Module String | - | BELLARY_BLOCK_3_SMB4.4 | 13.65 |  |  | 42 | Modules |  |  |  | Out of Warranty | Haeron Modules |  |  |  |  | Haeron Modules | Schneider Electric | HR-325W | [5 empty] | Group Captive | HSEPL | Clean Solar Power Bellary Private Limited | Meera Corporation Kr | - | NA
BELLARY_BLOCK_3 | BELLARY_BLOCK_3_SMB4.4_S-7 | PV Solar Module String | - | BELLARY_BLOCK_3_SMB4.4 | 13.65 |  |  | 42 | Modules |  |  |  | Out of Warranty | Haeron Modules |  |  |  |  | Haeron Modules | Schneider Electric | HR-325W | [5 empty] | Group Captive | HSEPL | Clean Solar Power Bellary Private Limited | Meera Corporation Kr | - | NA
BELLARY_BLOCK_3 | BELLARY_BLOCK_3_SMB4.4_S-8 | PV Solar Module String | - | BELLARY_BLOCK_3_SMB4.4 | 13.65 |  |  | 42 | Modules |  |  |  | Out of Warranty | Haeron Modules |  |  |  |  | Haeron Modules | Schneider Electric | HR-325W | [5 empty] | Group Captive | HSEPL | Clean Solar Power Bellary Private Limited | Meera Corporation Kr | - | NA
BELLARY_BLOCK_3 | BELLARY_BLOCK_3_SMB4.4_S-9 | PV Solar Module String | - | BELLARY_BLOCK_3_SMB4.4 | 13.65 |  |  | 42 | Modules |  |  |  | Out of Warranty | Haeron Modules |  |  |  |  | Haeron Modules | Schneider Electric | HR-325W | [5 empty] | Group Captive | HSEPL | Clean Solar Power Bellary Private Limited | Meera Corporation Kr | - | NA
BELLARY_BLOCK_3 | BELLARY_BLOCK_3_SMB4.4_S-10 | PV Solar Module String | - | BELLARY_BLOCK_3_SMB4.4 | 13.65 |  |  | 42 | Modules |  |  |  | Out of Warranty | Haeron Modules |  |  |  |  | Haeron Modules | Schneider Electric | HR-325W | [5 empty] | Group Captive | HSEPL | Clean Solar Power Bellary Private Limited | Meera Corporation Kr | - | NA
BELLARY_BLOCK_3 | BELLARY_BLOCK_3_SMB4.4_S-11 | PV Solar Module String | - | BELLARY_BLOCK_3_SMB4.4 | 13.65 |  |  | 42 | Modules |  |  |  | Out of Warranty | Haeron Modules |  |  |  |  | Haeron Modules | Schneider Electric | HR-325W | [5 empty] | Group Captive | HSEPL | Clean Solar Power Bellary Private Limited | Meera Corporation Kr | - | NA
BELLARY_BLOCK_3 | BELLARY_BLOCK_3_SMB4.4_S-12 | PV Solar Module String | - | BELLARY_BLOCK_3_SMB4.4 | 13.65 |  |  | 42 | Modules |  |  |  | Out of Warranty | Haeron Modules |  |  |  |  | Haeron Modules | Schneider Electric | HR-325W | [5 empty] | Group Captive | HSEPL | Clean Solar Power Bellary Private Limited | Meera Corporation Kr | - | NA
BELLARY_BLOCK_3 | BELLARY_BLOCK_3_SMB4.4_S-13 | PV Solar Module String | - | BELLARY_BLOCK_3_SMB4.4 | 13.65 |  |  | 42 | Modules |  |  |  | Out of Warranty | Haeron Modules |  |  |  |  | Haeron Modules | Schneider Electric | HR-325W | [5 empty] | Group Captive | HSEPL | Clean Solar Power Bellary Private Limited | Meera Corporation Kr | - | NA
BELLARY_BLOCK_3 | BELLARY_BLOCK_3_SMB4.4_S-14 | PV Solar Module String | - | BELLARY_BLOCK_3_SMB4.4 | 13.65 |  |  | 42 | Modules |  |  |  | Out of Warranty | Haeron Modules |  |  |  |  | Haeron Modules | Schneider Electric | HR-325W | [5 empty] | Group Captive | HSEPL | Clean Solar Power Bellary Private Limited | Meera Corporation Kr | - | NA
BELLARY_BLOCK_3 | BELLARY_BLOCK_3_SMB5.1_S-1 | PV Solar Module String | - | BELLARY_BLOCK_3_SMB5.1 | 13.65 |  |  | 42 | Modules |  |  |  | Out of Warranty | Haeron Modules |  |  |  |  | Haeron Modules | Schneider Electric | HR-325W | [5 empty] | Group Captive | HSEPL | Clean Solar Power Bellary Private Limited | Meera Corporation Kr | - | NA
BELLARY_BLOCK_3 | BELLARY_BLOCK_3_SMB5.1_S-2 | PV Solar Module String | - | BELLARY_BLOCK_3_SMB5.1 | 13.65 |  |  | 42 | Modules |  |  |  | Out of Warranty | Haeron Modules |  |  |  |  | Haeron Modules | Schneider Electric | HR-325W | [5 empty] | Group Captive | HSEPL | Clean Solar Power Bellary Private Limited | Meera Corporation Kr | - | NA
BELLARY_BLOCK_3 | BELLARY_BLOCK_3_SMB5.1_S-3 | PV Solar Module String | - | BELLARY_BLOCK_3_SMB5.1 | 13.65 |  |  | 42 | Modules |  |  |  | Out of Warranty | Haeron Modules |  |  |  |  | Haeron Modules | Schneider Electric | HR-325W | [5 empty] | Group Captive | HSEPL | Clean Solar Power Bellary Private Limited | Meera Corporation Kr | - | NA
BELLARY_BLOCK_3 | BELLARY_BLOCK_3_SMB5.1_S-4 | PV Solar Module String | - | BELLARY_BLOCK_3_SMB5.1 | 13.65 |  |  | 42 | Modules |  |  |  | Out of Warranty | Haeron Modules |  |  |  |  | Haeron Modules | Schneider Electric | HR-325W | [5 empty] | Group Captive | HSEPL | Clean Solar Power Bellary Private Limited | Meera Corporation Kr | - | NA
BELLARY_BLOCK_3 | BELLARY_BLOCK_3_SMB5.1_S-5 | PV Solar Module String | - | BELLARY_BLOCK_3_SMB5.1 | 13.65 |  |  | 42 | Modules |  |  |  | Out of Warranty | Haeron Modules |  |  |  |  | Haeron Modules | Schneider Electric | HR-325W | [5 empty] | Group Captive | HSEPL | Clean Solar Power Bellary Private Limited | Meera Corporation Kr | - | NA
BELLARY_BLOCK_3 | BELLARY_BLOCK_3_SMB5.1_S-6 | PV Solar Module String | - | BELLARY_BLOCK_3_SMB5.1 | 13.65 |  |  | 42 | Modules |  |  |  | Out of Warranty | Haeron Modules |  |  |  |  | Haeron Modules | Schneider Electric | HR-325W | [5 empty] | Group Captive | HSEPL | Clean Solar Power Bellary Private Limited | Meera Corporation Kr | - | NA
BELLARY_BLOCK_3 | BELLARY_BLOCK_3_SMB5.1_S-7 | PV Solar Module String | - | BELLARY_BLOCK_3_SMB5.1 | 13.65 |  |  | 42 | Modules |  |  |  | Out of Warranty | Haeron Modules |  |  |  |  | Haeron Modules | Schneider Electric | HR-325W | [5 empty] | Group Captive | HSEPL | Clean Solar Power Bellary Private Limited | Meera Corporation Kr | - | NA
BELLARY_BLOCK_3 | BELLARY_BLOCK_3_SMB5.1_S-8 | PV Solar Module String | - | BELLARY_BLOCK_3_SMB5.1 | 13.65 |  |  | 42 | Modules |  |  |  | Out of Warranty | Haeron Modules |  |  |  |  | Haeron Modules | Schneider Electric | HR-325W | [5 empty] | Group Captive | HSEPL | Clean Solar Power Bellary Private Limited | Meera Corporation Kr | - | NA
BELLARY_BLOCK_3 | BELLARY_BLOCK_3_SMB5.1_S-9 | PV Solar Module String | - | BELLARY_BLOCK_3_SMB5.1 | 13.65 |  |  | 42 | Modules |  |  |  | Out of Warranty | Haeron Modules |  |  |  |  | Haeron Modules | Schneider Electric | HR-325W | [5 empty] | Group Captive | HSEPL | Clean Solar Power Bellary Private Limited | Meera Corporation Kr | - | NA
BELLARY_BLOCK_3 | BELLARY_BLOCK_3_SMB5.1_S-10 | PV Solar Module String | - | BELLARY_BLOCK_3_SMB5.1 | 13.65 |  |  | 42 | Modules |  |  |  | Out of Warranty | Haeron Modules |  |  |  |  | Haeron Modules | Schneider Electric | HR-325W | [5 empty] | Group Captive | HSEPL | Clean Solar Power Bellary Private Limited | Meera Corporation Kr | - | NA
BELLARY_BLOCK_3 | BELLARY_BLOCK_3_SMB5.1_S-11 | PV Solar Module String | - | BELLARY_BLOCK_3_SMB5.1 | 13.65 |  |  | 42 | Modules |  |  |  | Out of Warranty | Haeron Modules |  |  |  |  | Haeron Modules | Schneider Electric | HR-325W | [5 empty] | Group Captive | HSEPL | Clean Solar Power Bellary Private Limited | Meera Corporation Kr | - | NA
BELLARY_BLOCK_3 | BELLARY_BLOCK_3_SMB5.1_S-12 | PV Solar Module String | - | BELLARY_BLOCK_3_SMB5.1 | 13.65 |  |  | 42 | Modules |  |  |  | Out of Warranty | Haeron Modules |  |  |  |  | Haeron Modules | Schneider Electric | HR-325W | [5 empty] | Group Captive | HSEPL | Clean Solar Power Bellary Private Limited | Meera Corporation Kr | - | NA
BELLARY_BLOCK_3 | BELLARY_BLOCK_3_SMB5.1_S-13 | PV Solar Module String | - | BELLARY_BLOCK_3_SMB5.1 | 13.65 |  |  | 42 | Modules |  |  |  | Out of Warranty | Haeron Modules |  |  |  |  | Haeron Modules | Schneider Electric | HR-325W | [5 empty] | Group Captive | HSEPL | Clean Solar Power Bellary Private Limited | Meera Corporation Kr | - | NA
BELLARY_BLOCK_3 | BELLARY_BLOCK_3_SMB5.1_S-14 | PV Solar Module String | - | BELLARY_BLOCK_3_SMB5.1 | 13.65 |  |  | 42 | Modules |  |  |  | Out of Warranty | Haeron Modules |  |  |  |  | Haeron Modules | Schneider Electric | HR-325W | [5 empty] | Group Captive | HSEPL | Clean Solar Power Bellary Private Limited | Meera Corporation Kr | - | NA
BELLARY_BLOCK_3 | BELLARY_BLOCK_3_SMB5.2_S-1 | PV Solar Module String | - | BELLARY_BLOCK_3_SMB5.2 | 13.65 |  |  | 42 | Modules |  |  |  | Out of Warranty | Haeron Modules |  |  |  |  | Haeron Modules | Schneider Electric | HR-325W | [5 empty] | Group Captive | HSEPL | Clean Solar Power Bellary Private Limited | Meera Corporation Kr | - | NA
BELLARY_BLOCK_3 | BELLARY_BLOCK_3_SMB5.2_S-2 | PV Solar Module String | - | BELLARY_BLOCK_3_SMB5.2 | 13.65 |  |  | 42 | Modules |  |  |  | Out of Warranty | Haeron Modules |  |  |  |  | Haeron Modules | Schneider Electric | HR-325W | [5 empty] | Group Captive | HSEPL | Clean Solar Power Bellary Private Limited | Meera Corporation Kr | - | NA
BELLARY_BLOCK_3 | BELLARY_BLOCK_3_SMB5.2_S-3 | PV Solar Module String | - | BELLARY_BLOCK_3_SMB5.2 | 13.65 |  |  | 42 | Modules |  |  |  | Out of Warranty | Haeron Modules |  |  |  |  | Haeron Modules | Schneider Electric | HR-325W | [5 empty] | Group Captive | HSEPL | Clean Solar Power Bellary Private Limited | Meera Corporation Kr | - | NA
BELLARY_BLOCK_3 | BELLARY_BLOCK_3_SMB5.2_S-4 | PV Solar Module String | - | BELLARY_BLOCK_3_SMB5.2 | 13.65 |  |  | 42 | Modules |  |  |  | Out of Warranty | Haeron Modules |  |  |  |  | Haeron Modules | Schneider Electric | HR-325W | [5 empty] | Group Captive | HSEPL | Clean Solar Power Bellary Private Limited | Meera Corporation Kr | - | NA
BELLARY_BLOCK_3 | BELLARY_BLOCK_3_SMB5.2_S-5 | PV Solar Module String | - | BELLARY_BLOCK_3_SMB5.2 | 13.65 |  |  | 42 | Modules |  |  |  | Out of Warranty | Haeron Modules |  |  |  |  | Haeron Modules | Schneider Electric | HR-325W | [5 empty] | Group Captive | HSEPL | Clean Solar Power Bellary Private Limited | Meera Corporation Kr | - | NA
BELLARY_BLOCK_3 | BELLARY_BLOCK_3_SMB5.2_S-6 | PV Solar Module String | - | BELLARY_BLOCK_3_SMB5.2 | 13.65 |  |  | 42 | Modules |  |  |  | Out of Warranty | Haeron Modules |  |  |  |  | Haeron Modules | Schneider Electric | HR-325W | [5 empty] | Group Captive | HSEPL | Clean Solar Power Bellary Private Limited | Meera Corporation Kr | - | NA
BELLARY_BLOCK_3 | BELLARY_BLOCK_3_SMB5.2_S-7 | PV Solar Module String | - | BELLARY_BLOCK_3_SMB5.2 | 13.65 |  |  | 42 | Modules |  |  |  | Out of Warranty | Haeron Modules |  |  |  |  | Haeron Modules | Schneider Electric | HR-325W | [5 empty] | Group Captive | HSEPL | Clean Solar Power Bellary Private Limited | Meera Corporation Kr | - | NA
BELLARY_BLOCK_3 | BELLARY_BLOCK_3_SMB5.2_S-8 | PV Solar Module String | - | BELLARY_BLOCK_3_SMB5.2 | 13.65 |  |  | 42 | Modules |  |  |  | Out of Warranty | Haeron Modules |  |  |  |  | Haeron Modules | Schneider Electric | HR-325W | [5 empty] | Group Captive | HSEPL | Clean Solar Power Bellary Private Limited | Meera Corporation Kr | - | NA
BELLARY_BLOCK_3 | BELLARY_BLOCK_3_SMB5.2_S-9 | PV Solar Module String | - | BELLARY_BLOCK_3_SMB5.2 | 13.65 |  |  | 42 | Modules |  |  |  | Out of Warranty | Haeron Modules |  |  |  |  | Haeron Modules | Schneider Electric | HR-325W | [5 empty] | Group Captive | HSEPL | Clean Solar Power Bellary Private Limited | Meera Corporation Kr | - | NA
BELLARY_BLOCK_3 | BELLARY_BLOCK_3_SMB5.2_S-10 | PV Solar Module String | - | BELLARY_BLOCK_3_SMB5.2 | 13.65 |  |  | 42 | Modules |  |  |  | Out of Warranty | Haeron Modules |  |  |  |  | Haeron Modules | Schneider Electric | HR-325W | [5 empty] | Group Captive | HSEPL | Clean Solar Power Bellary Private Limited | Meera Corporation Kr | - | NA
BELLARY_BLOCK_3 | BELLARY_BLOCK_3_SMB5.2_S-11 | PV Solar Module String | - | BELLARY_BLOCK_3_SMB5.2 | 13.65 |  |  | 42 | Modules |  |  |  | Out of Warranty | Haeron Modules |  |  |  |  | Haeron Modules | Schneider Electric | HR-325W | [5 empty] | Group Captive | HSEPL | Clean Solar Power Bellary Private Limited | Meera Corporation Kr | - | NA
BELLARY_BLOCK_3 | BELLARY_BLOCK_3_SMB5.2_S-12 | PV Solar Module String | - | BELLARY_BLOCK_3_SMB5.2 | 13.65 |  |  | 42 | Modules |  |  |  | Out of Warranty | Haeron Modules |  |  |  |  | Haeron Modules | Schneider Electric | HR-325W | [5 empty] | Group Captive | HSEPL | Clean Solar Power Bellary Private Limited | Meera Corporation Kr | - | NA
BELLARY_BLOCK_3 | BELLARY_BLOCK_3_SMB5.2_S-13 | PV Solar Module String | - | BELLARY_BLOCK_3_SMB5.2 | 13.65 |  |  | 42 | Modules |  |  |  | Out of Warranty | Haeron Modules |  |  |  |  | Haeron Modules | Schneider Electric | HR-325W | [5 empty] | Group Captive | HSEPL | Clean Solar Power Bellary Private Limited | Meera Corporation Kr | - | NA
BELLARY_BLOCK_3 | BELLARY_BLOCK_3_SMB5.2_S-14 | PV Solar Module String | - | BELLARY_BLOCK_3_SMB5.2 | 13.65 |  |  | 42 | Modules |  |  |  | Out of Warranty | Haeron Modules |  |  |  |  | Haeron Modules | Schneider Electric | HR-325W | [5 empty] | Group Captive | HSEPL | Clean Solar Power Bellary Private Limited | Meera Corporation Kr | - | NA
BELLARY_BLOCK_3 | BELLARY_BLOCK_3_SMB5.3_S-1 | PV Solar Module String | - | BELLARY_BLOCK_3_SMB5.3 | 13.65 |  |  | 42 | Modules |  |  |  | Out of Warranty | Haeron Modules |  |  |  |  | Haeron Modules | Schneider Electric | HR-325W | [5 empty] | Group Captive | HSEPL | Clean Solar Power Bellary Private Limited | Meera Corporation Kr | - | NA
BELLARY_BLOCK_3 | BELLARY_BLOCK_3_SMB5.3_S-2 | PV Solar Module String | - | BELLARY_BLOCK_3_SMB5.3 | 13.65 |  |  | 42 | Modules |  |  |  | Out of Warranty | Haeron Modules |  |  |  |  | Haeron Modules | Schneider Electric | HR-325W | [5 empty] | Group Captive | HSEPL | Clean Solar Power Bellary Private Limited | Meera Corporation Kr | - | NA
BELLARY_BLOCK_3 | BELLARY_BLOCK_3_SMB5.3_S-3 | PV Solar Module String | - | BELLARY_BLOCK_3_SMB5.3 | 13.65 |  |  | 42 | Modules |  |  |  | Out of Warranty | Haeron Modules |  |  |  |  | Haeron Modules | Schneider Electric | HR-325W | [5 empty] | Group Captive | HSEPL | Clean Solar Power Bellary Private Limited | Meera Corporation Kr | - | NA
BELLARY_BLOCK_3 | BELLARY_BLOCK_3_SMB5.3_S-4 | PV Solar Module String | - | BELLARY_BLOCK_3_SMB5.3 | 13.65 |  |  | 42 | Modules |  |  |  | Out of Warranty | Haeron Modules |  |  |  |  | Haeron Modules | Schneider Electric | HR-325W | [5 empty] | Group Captive | HSEPL | Clean Solar Power Bellary Private Limited | Meera Corporation Kr | - | NA
BELLARY_BLOCK_3 | BELLARY_BLOCK_3_SMB5.3_S-5 | PV Solar Module String | - | BELLARY_BLOCK_3_SMB5.3 | 13.65 |  |  | 42 | Modules |  |  |  | Out of Warranty | Haeron Modules |  |  |  |  | Haeron Modules | Schneider Electric | HR-325W | [5 empty] | Group Captive | HSEPL | Clean Solar Power Bellary Private Limited | Meera Corporation Kr | - | NA
BELLARY_BLOCK_3 | BELLARY_BLOCK_3_SMB5.3_S-6 | PV Solar Module String | - | BELLARY_BLOCK_3_SMB5.3 | 13.65 |  |  | 42 | Modules |  |  |  | Out of Warranty | Haeron Modules |  |  |  |  | Haeron Modules | Schneider Electric | HR-325W | [5 empty] | Group Captive | HSEPL | Clean Solar Power Bellary Private Limited | Meera Corporation Kr | - | NA
BELLARY_BLOCK_3 | BELLARY_BLOCK_3_SMB5.3_S-7 | PV Solar Module String | - | BELLARY_BLOCK_3_SMB5.3 | 13.65 |  |  | 42 | Modules |  |  |  | Out of Warranty | Haeron Modules |  |  |  |  | Haeron Modules | Schneider Electric | HR-325W | [5 empty] | Group Captive | HSEPL | Clean Solar Power Bellary Private Limited | Meera Corporation Kr | - | NA
BELLARY_BLOCK_3 | BELLARY_BLOCK_3_SMB5.3_S-8 | PV Solar Module String | - | BELLARY_BLOCK_3_SMB5.3 | 13.65 |  |  | 42 | Modules |  |  |  | Out of Warranty | Haeron Modules |  |  |  |  | Haeron Modules | Schneider Electric | HR-325W | [5 empty] | Group Captive | HSEPL | Clean Solar Power Bellary Private Limited | Meera Corporation Kr | - | NA
BELLARY_BLOCK_3 | BELLARY_BLOCK_3_SMB5.3_S-9 | PV Solar Module String | - | BELLARY_BLOCK_3_SMB5.3 | 13.65 |  |  | 42 | Modules |  |  |  | Out of Warranty | Haeron Modules |  |  |  |  | Haeron Modules | Schneider Electric | HR-325W | [5 empty] | Group Captive | HSEPL | Clean Solar Power Bellary Private Limited | Meera Corporation Kr | - | NA
BELLARY_BLOCK_3 | BELLARY_BLOCK_3_SMB5.3_S-10 | PV Solar Module String | - | BELLARY_BLOCK_3_SMB5.3 | 13.65 |  |  | 42 | Modules |  |  |  | Out of Warranty | Haeron Modules |  |  |  |  | Haeron Modules | Schneider Electric | HR-325W | [5 empty] | Group Captive | HSEPL | Clean Solar Power Bellary Private Limited | Meera Corporation Kr | - | NA
BELLARY_BLOCK_3 | BELLARY_BLOCK_3_SMB5.3_S-11 | PV Solar Module String | - | BELLARY_BLOCK_3_SMB5.3 | 13.65 |  |  | 42 | Modules |  |  |  | Out of Warranty | Haeron Modules |  |  |  |  | Haeron Modules | Schneider Electric | HR-325W | [5 empty] | Group Captive | HSEPL | Clean Solar Power Bellary Private Limited | Meera Corporation Kr | - | NA
BELLARY_BLOCK_3 | BELLARY_BLOCK_3_SMB5.3_S-12 | PV Solar Module String | - | BELLARY_BLOCK_3_SMB5.3 | 13.65 |  |  | 42 | Modules |  |  |  | Out of Warranty | Haeron Modules |  |  |  |  | Haeron Modules | Schneider Electric | HR-325W | [5 empty] | Group Captive | HSEPL | Clean Solar Power Bellary Private Limited | Meera Corporation Kr | - | NA
BELLARY_BLOCK_3 | BELLARY_BLOCK_3_SMB5.3_S-13 | PV Solar Module String | - | BELLARY_BLOCK_3_SMB5.3 | 13.65 |  |  | 42 | Modules |  |  |  | Out of Warranty | Haeron Modules |  |  |  |  | Haeron Modules | Schneider Electric | HR-325W | [5 empty] | Group Captive | HSEPL | Clean Solar Power Bellary Private Limited | Meera Corporation Kr | - | NA
BELLARY_BLOCK_3 | BELLARY_BLOCK_3_SMB5.4_S-1 | PV Solar Module String | - | BELLARY_BLOCK_3_SMB5.4 | 13.65 |  |  | 42 | Modules |  |  |  | Out of Warranty | Haeron Modules |  |  |  |  | Haeron Modules | Schneider Electric | HR-325W | [5 empty] | Group Captive | HSEPL | Clean Solar Power Bellary Private Limited | Meera Corporation Kr | - | NA
BELLARY_BLOCK_3 | BELLARY_BLOCK_3_SMB5.4_S-2 | PV Solar Module String | - | BELLARY_BLOCK_3_SMB5.4 | 13.65 |  |  | 42 | Modules |  |  |  | Out of Warranty | Haeron Modules |  |  |  |  | Haeron Modules | Schneider Electric | HR-325W | [5 empty] | Group Captive | HSEPL | Clean Solar Power Bellary Private Limited | Meera Corporation Kr | - | NA
BELLARY_BLOCK_3 | BELLARY_BLOCK_3_SMB5.4_S-3 | PV Solar Module String | - | BELLARY_BLOCK_3_SMB5.4 | 13.65 |  |  | 42 | Modules |  |  |  | Out of Warranty | Haeron Modules |  |  |  |  | Haeron Modules | Schneider Electric | HR-325W | [5 empty] | Group Captive | HSEPL | Clean Solar Power Bellary Private Limited | Meera Corporation Kr | - | NA
BELLARY_BLOCK_3 | BELLARY_BLOCK_3_SMB5.4_S-4 | PV Solar Module String | - | BELLARY_BLOCK_3_SMB5.4 | 13.65 |  |  | 42 | Modules |  |  |  | Out of Warranty | Haeron Modules |  |  |  |  | Haeron Modules | Schneider Electric | HR-325W | [5 empty] | Group Captive | HSEPL | Clean Solar Power Bellary Private Limited | Meera Corporation Kr | - | NA
BELLARY_BLOCK_3 | BELLARY_BLOCK_3_SMB5.4_S-5 | PV Solar Module String | - | BELLARY_BLOCK_3_SMB5.4 | 13.65 |  |  | 42 | Modules |  |  |  | Out of Warranty | Haeron Modules |  |  |  |  | Haeron Modules | Schneider Electric | HR-325W | [5 empty] | Group Captive | HSEPL | Clean Solar Power Bellary Private Limited | Meera Corporation Kr | - | NA
BELLARY_BLOCK_3 | BELLARY_BLOCK_3_SMB5.4_S-6 | PV Solar Module String | - | BELLARY_BLOCK_3_SMB5.4 | 13.65 |  |  | 42 | Modules |  |  |  | Out of Warranty | Haeron Modules |  |  |  |  | Haeron Modules | Schneider Electric | HR-325W | [5 empty] | Group Captive | HSEPL | Clean Solar Power Bellary Private Limited | Meera Corporation Kr | - | NA
BELLARY_BLOCK_3 | BELLARY_BLOCK_3_SMB5.4_S-7 | PV Solar Module String | - | BELLARY_BLOCK_3_SMB5.4 | 13.65 |  |  | 42 | Modules |  |  |  | Out of Warranty | Haeron Modules |  |  |  |  | Haeron Modules | Schneider Electric | HR-325W | [5 empty] | Group Captive | HSEPL | Clean Solar Power Bellary Private Limited | Meera Corporation Kr | - | NA
BELLARY_BLOCK_3 | BELLARY_BLOCK_3_SMB5.4_S-8 | PV Solar Module String | - | BELLARY_BLOCK_3_SMB5.4 | 13.65 |  |  | 42 | Modules |  |  |  | Out of Warranty | Haeron Modules |  |  |  |  | Haeron Modules | Schneider Electric | HR-325W | [5 empty] | Group Captive | HSEPL | Clean Solar Power Bellary Private Limited | Meera Corporation Kr | - | NA
BELLARY_BLOCK_3 | BELLARY_BLOCK_3_SMB5.4_S-9 | PV Solar Module String | - | BELLARY_BLOCK_3_SMB5.4 | 13.65 |  |  | 42 | Modules |  |  |  | Out of Warranty | Haeron Modules |  |  |  |  | Haeron Modules | Schneider Electric | HR-325W | [5 empty] | Group Captive | HSEPL | Clean Solar Power Bellary Private Limited | Meera Corporation Kr | - | NA
BELLARY_BLOCK_3 | BELLARY_BLOCK_3_SMB5.4_S-10 | PV Solar Module String | - | BELLARY_BLOCK_3_SMB5.4 | 13.65 |  |  | 42 | Modules |  |  |  | Out of Warranty | Haeron Modules |  |  |  |  | Haeron Modules | Schneider Electric | HR-325W | [5 empty] | Group Captive | HSEPL | Clean Solar Power Bellary Private Limited | Meera Corporation Kr | - | NA
BELLARY_BLOCK_3 | BELLARY_BLOCK_3_SMB5.4_S-11 | PV Solar Module String | - | BELLARY_BLOCK_3_SMB5.4 | 13.65 |  |  | 42 | Modules |  |  |  | Out of Warranty | Haeron Modules |  |  |  |  | Haeron Modules | Schneider Electric | HR-325W | [5 empty] | Group Captive | HSEPL | Clean Solar Power Bellary Private Limited | Meera Corporation Kr | - | NA
BELLARY_BLOCK_3 | BELLARY_BLOCK_3_SMB5.4_S-12 | PV Solar Module String | - | BELLARY_BLOCK_3_SMB5.4 | 13.65 |  |  | 42 | Modules |  |  |  | Out of Warranty | Haeron Modules |  |  |  |  | Haeron Modules | Schneider Electric | HR-325W | [5 empty] | Group Captive | HSEPL | Clean Solar Power Bellary Private Limited | Meera Corporation Kr | - | NA
BELLARY_BLOCK_3 | BELLARY_BLOCK_3_SMB5.4_S-13 | PV Solar Module String | - | BELLARY_BLOCK_3_SMB5.4 | 13.65 |  |  | 42 | Modules |  |  |  | Out of Warranty | Haeron Modules |  |  |  |  | Haeron Modules | Schneider Electric | HR-325W | [5 empty] | Group Captive | HSEPL | Clean Solar Power Bellary Private Limited | Meera Corporation Kr | - | NA
BELLARY_BLOCK_3 | BELLARY_BLOCK_3_SMB6.1_S-1 | PV Solar Module String | - | BELLARY_BLOCK_3_SMB6.1 | 13.65 |  |  | 42 | Modules |  |  |  | Out of Warranty | Haeron Modules |  |  |  |  | Haeron Modules | Schneider Electric | HR-325W | [5 empty] | Group Captive | HSEPL | Clean Solar Power Bellary Private Limited | Meera Corporation Kr | - | NA
BELLARY_BLOCK_3 | BELLARY_BLOCK_3_SMB6.1_S-2 | PV Solar Module String | - | BELLARY_BLOCK_3_SMB6.1 | 13.65 |  |  | 42 | Modules |  |  |  | Out of Warranty | Haeron Modules |  |  |  |  | Haeron Modules | Schneider Electric | HR-325W | [5 empty] | Group Captive | HSEPL | Clean Solar Power Bellary Private Limited | Meera Corporation Kr | - | NA
BELLARY_BLOCK_3 | BELLARY_BLOCK_3_SMB6.1_S-3 | PV Solar Module String | - | BELLARY_BLOCK_3_SMB6.1 | 13.65 |  |  | 42 | Modules |  |  |  | Out of Warranty | Haeron Modules |  |  |  |  | Haeron Modules | Schneider Electric | HR-325W | [5 empty] | Group Captive | HSEPL | Clean Solar Power Bellary Private Limited | Meera Corporation Kr | - | NA
BELLARY_BLOCK_3 | BELLARY_BLOCK_3_SMB6.1_S-4 | PV Solar Module String | - | BELLARY_BLOCK_3_SMB6.1 | 13.65 |  |  | 42 | Modules |  |  |  | Out of Warranty | Haeron Modules |  |  |  |  | Haeron Modules | Schneider Electric | HR-325W | [5 empty] | Group Captive | HSEPL | Clean Solar Power Bellary Private Limited | Meera Corporation Kr | - | NA
BELLARY_BLOCK_3 | BELLARY_BLOCK_3_SMB6.1_S-5 | PV Solar Module String | - | BELLARY_BLOCK_3_SMB6.1 | 13.65 |  |  | 42 | Modules |  |  |  | Out of Warranty | Haeron Modules |  |  |  |  | Haeron Modules | Schneider Electric | HR-325W | [5 empty] | Group Captive | HSEPL | Clean Solar Power Bellary Private Limited | Meera Corporation Kr | - | NA
BELLARY_BLOCK_3 | BELLARY_BLOCK_3_SMB6.1_S-6 | PV Solar Module String | - | BELLARY_BLOCK_3_SMB6.1 | 13.65 |  |  | 42 | Modules |  |  |  | Out of Warranty | Haeron Modules |  |  |  |  | Haeron Modules | Schneider Electric | HR-325W | [5 empty] | Group Captive | HSEPL | Clean Solar Power Bellary Private Limited | Meera Corporation Kr | - | NA
BELLARY_BLOCK_3 | BELLARY_BLOCK_3_SMB6.1_S-7 | PV Solar Module String | - | BELLARY_BLOCK_3_SMB6.1 | 13.65 |  |  | 42 | Modules |  |  |  | Out of Warranty | Haeron Modules |  |  |  |  | Haeron Modules | Schneider Electric | HR-325W | [5 empty] | Group Captive | HSEPL | Clean Solar Power Bellary Private Limited | Meera Corporation Kr | - | NA
BELLARY_BLOCK_3 | BELLARY_BLOCK_3_SMB6.1_S-8 | PV Solar Module String | - | BELLARY_BLOCK_3_SMB6.1 | 13.65 |  |  | 42 | Modules |  |  |  | Out of Warranty | Haeron Modules |  |  |  |  | Haeron Modules | Schneider Electric | HR-325W | [5 empty] | Group Captive | HSEPL | Clean Solar Power Bellary Private Limited | Meera Corporation Kr | - | NA
BELLARY_BLOCK_3 | BELLARY_BLOCK_3_SMB6.1_S-9 | PV Solar Module String | - | BELLARY_BLOCK_3_SMB6.1 | 13.65 |  |  | 42 | Modules |  |  |  | Out of Warranty | Haeron Modules |  |  |  |  | Haeron Modules | Schneider Electric | HR-325W | [5 empty] | Group Captive | HSEPL | Clean Solar Power Bellary Private Limited | Meera Corporation Kr | - | NA
BELLARY_BLOCK_3 | BELLARY_BLOCK_3_SMB6.1_S-10 | PV Solar Module String | - | BELLARY_BLOCK_3_SMB6.1 | 13.65 |  |  | 42 | Modules |  |  |  | Out of Warranty | Haeron Modules |  |  |  |  | Haeron Modules | Schneider Electric | HR-325W | [5 empty] | Group Captive | HSEPL | Clean Solar Power Bellary Private Limited | Meera Corporation Kr | - | NA
BELLARY_BLOCK_3 | BELLARY_BLOCK_3_SMB6.1_S-11 | PV Solar Module String | - | BELLARY_BLOCK_3_SMB6.1 | 13.65 |  |  | 42 | Modules |  |  |  | Out of Warranty | Haeron Modules |  |  |  |  | Haeron Modules | Schneider Electric | HR-325W | [5 empty] | Group Captive | HSEPL | Clean Solar Power Bellary Private Limited | Meera Corporation Kr | - | NA
BELLARY_BLOCK_3 | BELLARY_BLOCK_3_SMB6.1_S-12 | PV Solar Module String | - | BELLARY_BLOCK_3_SMB6.1 | 13.65 |  |  | 42 | Modules |  |  |  | Out of Warranty | Haeron Modules |  |  |  |  | Haeron Modules | Schneider Electric | HR-325W | [5 empty] | Group Captive | HSEPL | Clean Solar Power Bellary Private Limited | Meera Corporation Kr | - | NA
BELLARY_BLOCK_3 | BELLARY_BLOCK_3_SMB6.1_S-13 | PV Solar Module String | - | BELLARY_BLOCK_3_SMB6.1 | 13.65 |  |  | 42 | Modules |  |  |  | Out of Warranty | Haeron Modules |  |  |  |  | Haeron Modules | Schneider Electric | HR-325W | [5 empty] | Group Captive | HSEPL | Clean Solar Power Bellary Private Limited | Meera Corporation Kr | - | NA
BELLARY_BLOCK_3 | BELLARY_BLOCK_3_SMB6.1_S-14 | PV Solar Module String | - | BELLARY_BLOCK_3_SMB6.1 | 13.65 |  |  | 42 | Modules |  |  |  | Out of Warranty | Haeron Modules |  |  |  |  | Haeron Modules | Schneider Electric | HR-325W | [5 empty] | Group Captive | HSEPL | Clean Solar Power Bellary Private Limited | Meera Corporation Kr | - | NA
BELLARY_BLOCK_3 | BELLARY_BLOCK_3_SMB6.2_S-1 | PV Solar Module String | - | BELLARY_BLOCK_3_SMB6.2 | 13.65 |  |  | 42 | Modules |  |  |  | Out of Warranty | Haeron Modules |  |  |  |  | Haeron Modules | Schneider Electric | HR-325W | [5 empty] | Group Captive | HSEPL | Clean Solar Power Bellary Private Limited | Meera Corporation Kr | - | NA
BELLARY_BLOCK_3 | BELLARY_BLOCK_3_SMB6.2_S-2 | PV Solar Module String | - | BELLARY_BLOCK_3_SMB6.2 | 13.65 |  |  | 42 | Modules |  |  |  | Out of Warranty | Haeron Modules |  |  |  |  | Haeron Modules | Schneider Electric | HR-325W | [5 empty] | Group Captive | HSEPL | Clean Solar Power Bellary Private Limited | Meera Corporation Kr | - | NA
BELLARY_BLOCK_3 | BELLARY_BLOCK_3_SMB6.2_S-3 | PV Solar Module String | - | BELLARY_BLOCK_3_SMB6.2 | 13.65 |  |  | 42 | Modules |  |  |  | Out of Warranty | Haeron Modules |  |  |  |  | Haeron Modules | Schneider Electric | HR-325W | [5 empty] | Group Captive | HSEPL | Clean Solar Power Bellary Private Limited | Meera Corporation Kr | - | NA
BELLARY_BLOCK_3 | BELLARY_BLOCK_3_SMB6.2_S-4 | PV Solar Module String | - | BELLARY_BLOCK_3_SMB6.2 | 13.65 |  |  | 42 | Modules |  |  |  | Out of Warranty | Haeron Modules |  |  |  |  | Haeron Modules | Schneider Electric | HR-325W | [5 empty] | Group Captive | HSEPL | Clean Solar Power Bellary Private Limited | Meera Corporation Kr | - | NA
BELLARY_BLOCK_3 | BELLARY_BLOCK_3_SMB6.2_S-5 | PV Solar Module String | - | BELLARY_BLOCK_3_SMB6.2 | 13.65 |  |  | 42 | Modules |  |  |  | Out of Warranty | Haeron Modules |  |  |  |  | Haeron Modules | Schneider Electric | HR-325W | [5 empty] | Group Captive | HSEPL | Clean Solar Power Bellary Private Limited | Meera Corporation Kr | - | NA
BELLARY_BLOCK_3 | BELLARY_BLOCK_3_SMB6.2_S-6 | PV Solar Module String | - | BELLARY_BLOCK_3_SMB6.2 | 13.65 |  |  | 42 | Modules |  |  |  | Out of Warranty | Haeron Modules |  |  |  |  | Haeron Modules | Schneider Electric | HR-325W | [5 empty] | Group Captive | HSEPL | Clean Solar Power Bellary Private Limited | Meera Corporation Kr | - | NA
BELLARY_BLOCK_3 | BELLARY_BLOCK_3_SMB6.2_S-7 | PV Solar Module String | - | BELLARY_BLOCK_3_SMB6.2 | 13.65 |  |  | 42 | Modules |  |  |  | Out of Warranty | Haeron Modules |  |  |  |  | Haeron Modules | Schneider Electric | HR-325W | [5 empty] | Group Captive | HSEPL | Clean Solar Power Bellary Private Limited | Meera Corporation Kr | - | NA
BELLARY_BLOCK_3 | BELLARY_BLOCK_3_SMB6.2_S-8 | PV Solar Module String | - | BELLARY_BLOCK_3_SMB6.2 | 13.65 |  |  | 42 | Modules |  |  |  | Out of Warranty | Haeron Modules |  |  |  |  | Haeron Modules | Schneider Electric | HR-325W | [5 empty] | Group Captive | HSEPL | Clean Solar Power Bellary Private Limited | Meera Corporation Kr | - | NA
BELLARY_BLOCK_3 | BELLARY_BLOCK_3_SMB6.2_S-9 | PV Solar Module String | - | BELLARY_BLOCK_3_SMB6.2 | 13.65 |  |  | 42 | Modules |  |  |  | Out of Warranty | Haeron Modules |  |  |  |  | Haeron Modules | Schneider Electric | HR-325W | [5 empty] | Group Captive | HSEPL | Clean Solar Power Bellary Private Limited | Meera Corporation Kr | - | NA
BELLARY_BLOCK_3 | BELLARY_BLOCK_3_SMB6.2_S-10 | PV Solar Module String | - | BELLARY_BLOCK_3_SMB6.2 | 13.65 |  |  | 42 | Modules |  |  |  | Out of Warranty | Haeron Modules |  |  |  |  | Haeron Modules | Schneider Electric | HR-325W | [5 empty] | Group Captive | HSEPL | Clean Solar Power Bellary Private Limited | Meera Corporation Kr | - | NA
BELLARY_BLOCK_3 | BELLARY_BLOCK_3_SMB6.2_S-11 | PV Solar Module String | - | BELLARY_BLOCK_3_SMB6.2 | 13.65 |  |  | 42 | Modules |  |  |  | Out of Warranty | Haeron Modules |  |  |  |  | Haeron Modules | Schneider Electric | HR-325W | [5 empty] | Group Captive | HSEPL | Clean Solar Power Bellary Private Limited | Meera Corporation Kr | - | NA
BELLARY_BLOCK_3 | BELLARY_BLOCK_3_SMB6.2_S-12 | PV Solar Module String | - | BELLARY_BLOCK_3_SMB6.2 | 13.65 |  |  | 42 | Modules |  |  |  | Out of Warranty | Haeron Modules |  |  |  |  | Haeron Modules | Schneider Electric | HR-325W | [5 empty] | Group Captive | HSEPL | Clean Solar Power Bellary Private Limited | Meera Corporation Kr | - | NA
BELLARY_BLOCK_3 | BELLARY_BLOCK_3_SMB6.2_S-13 | PV Solar Module String | - | BELLARY_BLOCK_3_SMB6.2 | 13.65 |  |  | 42 | Modules |  |  |  | Out of Warranty | Haeron Modules |  |  |  |  | Haeron Modules | Schneider Electric | HR-325W | [5 empty] | Group Captive | HSEPL | Clean Solar Power Bellary Private Limited | Meera Corporation Kr | - | NA
BELLARY_BLOCK_3 | BELLARY_BLOCK_3_SMB6.2_S-14 | PV Solar Module String | - | BELLARY_BLOCK_3_SMB6.2 | 13.65 |  |  | 42 | Modules |  |  |  | Out of Warranty | Haeron Modules |  |  |  |  | Haeron Modules | Schneider Electric | HR-325W | [5 empty] | Group Captive | HSEPL | Clean Solar Power Bellary Private Limited | Meera Corporation Kr | - | NA
BELLARY_BLOCK_3 | BELLARY_BLOCK_3_SMB6.2_S-15 | PV Solar Module String | - | BELLARY_BLOCK_3_SMB6.2 | 13.65 |  |  | 42 | Modules |  |  |  | Out of Warranty | Haeron Modules |  |  |  |  | Haeron Modules | Schneider Electric | HR-325W | [5 empty] | Group Captive | HSEPL | Clean Solar Power Bellary Private Limited | Meera Corporation Kr | - | NA
BELLARY_BLOCK_3 | BELLARY_BLOCK_3_SMB6.2_S-16 | PV Solar Module String | - | BELLARY_BLOCK_3_SMB6.2 | 13.65 |  |  | 42 | Modules |  |  |  | Out of Warranty | Haeron Modules |  |  |  |  | Haeron Modules | Schneider Electric | HR-325W | [5 empty] | Group Captive | HSEPL | Clean Solar Power Bellary Private Limited | Meera Corporation Kr | - | NA
BELLARY_BLOCK_3 | BELLARY_BLOCK_3_SMB6.3_S-1 | PV Solar Module String | - | BELLARY_BLOCK_3_SMB6.3 | 13.65 |  |  | 42 | Modules |  |  |  | Out of Warranty | Haeron Modules |  |  |  |  | Haeron Modules | Schneider Electric | HR-325W | [5 empty] | Group Captive | HSEPL | Clean Solar Power Bellary Private Limited | Meera Corporation Kr | - | NA
BELLARY_BLOCK_3 | BELLARY_BLOCK_3_SMB6.3_S-2 | PV Solar Module String | - | BELLARY_BLOCK_3_SMB6.3 | 13.65 |  |  | 42 | Modules |  |  |  | Out of Warranty | Haeron Modules |  |  |  |  | Haeron Modules | Schneider Electric | HR-325W | [5 empty] | Group Captive | HSEPL | Clean Solar Power Bellary Private Limited | Meera Corporation Kr | - | NA
BELLARY_BLOCK_3 | BELLARY_BLOCK_3_SMB6.3_S-3 | PV Solar Module String | - | BELLARY_BLOCK_3_SMB6.3 | 13.65 |  |  | 42 | Modules |  |  |  | Out of Warranty | Haeron Modules |  |  |  |  | Haeron Modules | Schneider Electric | HR-325W | [5 empty] | Group Captive | HSEPL | Clean Solar Power Bellary Private Limited | Meera Corporation Kr | - | NA
BELLARY_BLOCK_3 | BELLARY_BLOCK_3_SMB6.3_S-4 | PV Solar Module String | - | BELLARY_BLOCK_3_SMB6.3 | 13.65 |  |  | 42 | Modules |  |  |  | Out of Warranty | Haeron Modules |  |  |  |  | Haeron Modules | Schneider Electric | HR-325W | [5 empty] | Group Captive | HSEPL | Clean Solar Power Bellary Private Limited | Meera Corporation Kr | - | NA
BELLARY_BLOCK_3 | BELLARY_BLOCK_3_SMB6.3_S-5 | PV Solar Module String | - | BELLARY_BLOCK_3_SMB6.3 | 13.65 |  |  | 42 | Modules |  |  |  | Out of Warranty | Haeron Modules |  |  |  |  | Haeron Modules | Schneider Electric | HR-325W | [5 empty] | Group Captive | HSEPL | Clean Solar Power Bellary Private Limited | Meera Corporation Kr | - | NA
BELLARY_BLOCK_3 | BELLARY_BLOCK_3_SMB6.3_S-6 | PV Solar Module String | - | BELLARY_BLOCK_3_SMB6.3 | 13.65 |  |  | 42 | Modules |  |  |  | Out of Warranty | Haeron Modules |  |  |  |  | Haeron Modules | Schneider Electric | HR-325W | [5 empty] | Group Captive | HSEPL | Clean Solar Power Bellary Private Limited | Meera Corporation Kr | - | NA
BELLARY_BLOCK_3 | BELLARY_BLOCK_3_SMB6.3_S-7 | PV Solar Module String | - | BELLARY_BLOCK_3_SMB6.3 | 13.65 |  |  | 42 | Modules |  |  |  | Out of Warranty | Haeron Modules |  |  |  |  | Haeron Modules | Schneider Electric | HR-325W | [5 empty] | Group Captive | HSEPL | Clean Solar Power Bellary Private Limited | Meera Corporation Kr | - | NA
BELLARY_BLOCK_3 | BELLARY_BLOCK_3_SMB6.3_S-8 | PV Solar Module String | - | BELLARY_BLOCK_3_SMB6.3 | 13.65 |  |  | 42 | Modules |  |  |  | Out of Warranty | Haeron Modules |  |  |  |  | Haeron Modules | Schneider Electric | HR-325W | [5 empty] | Group Captive | HSEPL | Clean Solar Power Bellary Private Limited | Meera Corporation Kr | - | NA
BELLARY_BLOCK_3 | BELLARY_BLOCK_3_SMB6.3_S-9 | PV Solar Module String | - | BELLARY_BLOCK_3_SMB6.3 | 13.65 |  |  | 42 | Modules |  |  |  | Out of Warranty | Haeron Modules |  |  |  |  | Haeron Modules | Schneider Electric | HR-325W | [5 empty] | Group Captive | HSEPL | Clean Solar Power Bellary Private Limited | Meera Corporation Kr | - | NA
BELLARY_BLOCK_3 | BELLARY_BLOCK_3_SMB6.3_S-10 | PV Solar Module String | - | BELLARY_BLOCK_3_SMB6.3 | 13.65 |  |  | 42 | Modules |  |  |  | Out of Warranty | Haeron Modules |  |  |  |  | Haeron Modules | Schneider Electric | HR-325W | [5 empty] | Group Captive | HSEPL | Clean Solar Power Bellary Private Limited | Meera Corporation Kr | - | NA
BELLARY_BLOCK_3 | BELLARY_BLOCK_3_SMB6.3_S-11 | PV Solar Module String | - | BELLARY_BLOCK_3_SMB6.3 | 13.65 |  |  | 42 | Modules |  |  |  | Out of Warranty | Haeron Modules |  |  |  |  | Haeron Modules | Schneider Electric | HR-325W | [5 empty] | Group Captive | HSEPL | Clean Solar Power Bellary Private Limited | Meera Corporation Kr | - | NA
BELLARY_BLOCK_3 | BELLARY_BLOCK_3_SMB6.3_S-12 | PV Solar Module String | - | BELLARY_BLOCK_3_SMB6.3 | 13.65 |  |  | 42 | Modules |  |  |  | Out of Warranty | Haeron Modules |  |  |  |  | Haeron Modules | Schneider Electric | HR-325W | [5 empty] | Group Captive | HSEPL | Clean Solar Power Bellary Private Limited | Meera Corporation Kr | - | NA
BELLARY_BLOCK_3 | BELLARY_BLOCK_3_SMB6.3_S-13 | PV Solar Module String | - | BELLARY_BLOCK_3_SMB6.3 | 6.825 |  |  | 21 | Modules |  |  |  | Out of Warranty | Haeron Modules |  |  |  |  | Haeron Modules | Schneider Electric | HR-325W | [5 empty] | Group Captive | HSEPL | Clean Solar Power Bellary Private Limited | Meera Corporation Kr | - | NA
BELLARY_BLOCK_3 | BELLARY_BLOCK_3_SMB6.4_S-1 | PV Solar Module String | - | BELLARY_BLOCK_3_SMB6.4 | 13.65 |  |  | 42 | Modules |  |  |  | Out of Warranty | Haeron Modules |  |  |  |  | Haeron Modules | Schneider Electric | HR-325W | [5 empty] | Group Captive | HSEPL | Clean Solar Power Bellary Private Limited | Meera Corporation Kr | - | NA
BELLARY_BLOCK_3 | BELLARY_BLOCK_3_SMB6.4_S-2 | PV Solar Module String | - | BELLARY_BLOCK_3_SMB6.4 | 13.65 |  |  | 42 | Modules |  |  |  | Out of Warranty | Haeron Modules |  |  |  |  | Haeron Modules | Schneider Electric | HR-325W | [5 empty] | Group Captive | HSEPL | Clean Solar Power Bellary Private Limited | Meera Corporation Kr | - | NA
BELLARY_BLOCK_3 | BELLARY_BLOCK_3_SMB6.4_S-3 | PV Solar Module String | - | BELLARY_BLOCK_3_SMB6.4 | 13.65 |  |  | 42 | Modules |  |  |  | Out of Warranty | Haeron Modules |  |  |  |  | Haeron Modules | Schneider Electric | HR-325W | [5 empty] | Group Captive | HSEPL | Clean Solar Power Bellary Private Limited | Meera Corporation Kr | - | NA
BELLARY_BLOCK_3 | BELLARY_BLOCK_3_SMB6.4_S-4 | PV Solar Module String | - | BELLARY_BLOCK_3_SMB6.4 | 13.65 |  |  | 42 | Modules |  |  |  | Out of Warranty | Haeron Modules |  |  |  |  | Haeron Modules | Schneider Electric | HR-325W | [5 empty] | Group Captive | HSEPL | Clean Solar Power Bellary Private Limited | Meera Corporation Kr | - | NA
BELLARY_BLOCK_3 | BELLARY_BLOCK_3_SMB6.4_S-5 | PV Solar Module String | - | BELLARY_BLOCK_3_SMB6.4 | 13.65 |  |  | 42 | Modules |  |  |  | Out of Warranty | Haeron Modules |  |  |  |  | Haeron Modules | Schneider Electric | HR-325W | [5 empty] | Group Captive | HSEPL | Clean Solar Power Bellary Private Limited | Meera Corporation Kr | - | NA
BELLARY_BLOCK_3 | BELLARY_BLOCK_3_SMB6.4_S-6 | PV Solar Module String | - | BELLARY_BLOCK_3_SMB6.4 | 13.65 |  |  | 42 | Modules |  |  |  | Out of Warranty | Haeron Modules |  |  |  |  | Haeron Modules | Schneider Electric | HR-325W | [5 empty] | Group Captive | HSEPL | Clean Solar Power Bellary Private Limited | Meera Corporation Kr | - | NA
BELLARY_BLOCK_3 | BELLARY_BLOCK_3_SMB6.4_S-7 | PV Solar Module String | - | BELLARY_BLOCK_3_SMB6.4 | 13.65 |  |  | 42 | Modules |  |  |  | Out of Warranty | Haeron Modules |  |  |  |  | Haeron Modules | Schneider Electric | HR-325W | [5 empty] | Group Captive | HSEPL | Clean Solar Power Bellary Private Limited | Meera Corporation Kr | - | NA
BELLARY_BLOCK_3 | BELLARY_BLOCK_3_SMB6.4_S-8 | PV Solar Module String | - | BELLARY_BLOCK_3_SMB6.4 | 13.65 |  |  | 42 | Modules |  |  |  | Out of Warranty | Haeron Modules |  |  |  |  | Haeron Modules | Schneider Electric | HR-325W | [5 empty] | Group Captive | HSEPL | Clean Solar Power Bellary Private Limited | Meera Corporation Kr | - | NA
BELLARY_BLOCK_3 | BELLARY_BLOCK_3_SMB6.4_S-9 | PV Solar Module String | - | BELLARY_BLOCK_3_SMB6.4 | 13.65 |  |  | 42 | Modules |  |  |  | Out of Warranty | Haeron Modules |  |  |  |  | Haeron Modules | Schneider Electric | HR-325W | [5 empty] | Group Captive | HSEPL | Clean Solar Power Bellary Private Limited | Meera Corporation Kr | - | NA
BELLARY_BLOCK_3 | BELLARY_BLOCK_3_SMB6.4_S-10 | PV Solar Module String | - | BELLARY_BLOCK_3_SMB6.4 | 13.65 |  |  | 42 | Modules |  |  |  | Out of Warranty | Haeron Modules |  |  |  |  | Haeron Modules | Schneider Electric | HR-325W | [5 empty] | Group Captive | HSEPL | Clean Solar Power Bellary Private Limited | Meera Corporation Kr | - | NA
BELLARY_BLOCK_3 | BELLARY_BLOCK_3_SMB6.4_S-11 | PV Solar Module String | - | BELLARY_BLOCK_3_SMB6.4 | 13.65 |  |  | 42 | Modules |  |  |  | Out of Warranty | Haeron Modules |  |  |  |  | Haeron Modules | Schneider Electric | HR-325W | [5 empty] | Group Captive | HSEPL | Clean Solar Power Bellary Private Limited | Meera Corporation Kr | - | NA
BELLARY_BLOCK_3 | BELLARY_BLOCK_3_SMB6.4_S-12 | PV Solar Module String | - | BELLARY_BLOCK_3_SMB6.4 | 13.65 |  |  | 42 | Modules |  |  |  | Out of Warranty | Haeron Modules |  |  |  |  | Haeron Modules | Schneider Electric | HR-325W | [5 empty] | Group Captive | HSEPL | Clean Solar Power Bellary Private Limited | Meera Corporation Kr | - | NA
BELLARY_BLOCK_3 | BELLARY_BLOCK_3_SMB6.4_S-13 | PV Solar Module String | - | BELLARY_BLOCK_3_SMB6.4 | 13.65 |  |  | 42 | Modules |  |  |  | Out of Warranty | Haeron Modules |  |  |  |  | Haeron Modules | Schneider Electric | HR-325W | [5 empty] | Group Captive | HSEPL | Clean Solar Power Bellary Private Limited | Meera Corporation Kr | - | NA
BELLARY_BLOCK_3 | BELLARY_BLOCK_3_SMB6.4_S-14 | PV Solar Module String | - | BELLARY_BLOCK_3_SMB6.4 | 6.825 |  |  | 21 | Modules |  |  |  | Out of Warranty | Haeron Modules |  |  |  |  | Haeron Modules | Schneider Electric | HR-325W | [5 empty] | Group Captive | HSEPL | Clean Solar Power Bellary Private Limited | Meera Corporation Kr | - | NA
BELLARY_BLOCK_3 | BELLARY_BLOCK_3_SMB6.4_S-15 | PV Solar Module String | - | BELLARY_BLOCK_3_SMB6.4 | 13.65 |  |  | 42 | Modules |  |  |  | Out of Warranty | Haeron Modules |  |  |  |  | Haeron Modules | Schneider Electric | HR-325W | [5 empty] | Group Captive | HSEPL | Clean Solar Power Bellary Private Limited | Meera Corporation Kr | - | NA
BELLARY_BLOCK_3 | BELLARY_BLOCK_3_SMB6.4_S-16 | PV Solar Module String | - | BELLARY_BLOCK_3_SMB6.4 | 13.65 |  |  | 42 | Modules |  |  |  | Out of Warranty | Haeron Modules |  |  |  |  | Haeron Modules | Schneider Electric | HR-325W | [5 empty] | Group Captive | HSEPL | Clean Solar Power Bellary Private Limited | Meera Corporation Kr | - | NA
BELLARY_BLOCK_3 | BELLARY_BLOCK_3_SMB7.1_S-1 | PV Solar Module String | - | BELLARY_BLOCK_3_SMB7.1 | 13.65 |  |  | 42 | Modules |  |  |  | Out of Warranty | Haeron Modules |  |  |  |  | Haeron Modules | Schneider Electric | HR-325W | [5 empty] | Group Captive | HSEPL | Clean Solar Power Bellary Private Limited | Meera Corporation Kr | - | NA
BELLARY_BLOCK_3 | BELLARY_BLOCK_3_SMB7.1_S-2 | PV Solar Module String | - | BELLARY_BLOCK_3_SMB7.1 | 13.65 |  |  | 42 | Modules |  |  |  | Out of Warranty | Haeron Modules |  |  |  |  | Haeron Modules | Schneider Electric | HR-325W | [5 empty] | Group Captive | HSEPL | Clean Solar Power Bellary Private Limited | Meera Corporation Kr | - | NA
BELLARY_BLOCK_3 | BELLARY_BLOCK_3_SMB7.1_S-3 | PV Solar Module String | - | BELLARY_BLOCK_3_SMB7.1 | 13.65 |  |  | 42 | Modules |  |  |  | Out of Warranty | Haeron Modules |  |  |  |  | Haeron Modules | Schneider Electric | HR-325W | [5 empty] | Group Captive | HSEPL | Clean Solar Power Bellary Private Limited | Meera Corporation Kr | - | NA
BELLARY_BLOCK_3 | BELLARY_BLOCK_3_SMB7.1_S-4 | PV Solar Module String | - | BELLARY_BLOCK_3_SMB7.1 | 13.65 |  |  | 42 | Modules |  |  |  | Out of Warranty | Haeron Modules |  |  |  |  | Haeron Modules | Schneider Electric | HR-325W | [5 empty] | Group Captive | HSEPL | Clean Solar Power Bellary Private Limited | Meera Corporation Kr | - | NA
BELLARY_BLOCK_3 | BELLARY_BLOCK_3_SMB7.1_S-5 | PV Solar Module String | - | BELLARY_BLOCK_3_SMB7.1 | 13.65 |  |  | 42 | Modules |  |  |  | Out of Warranty | Haeron Modules |  |  |  |  | Haeron Modules | Schneider Electric | HR-325W | [5 empty] | Group Captive | HSEPL | Clean Solar Power Bellary Private Limited | Meera Corporation Kr | - | NA
BELLARY_BLOCK_3 | BELLARY_BLOCK_3_SMB7.1_S-6 | PV Solar Module String | - | BELLARY_BLOCK_3_SMB7.1 | 13.65 |  |  | 42 | Modules |  |  |  | Out of Warranty | Haeron Modules |  |  |  |  | Haeron Modules | Schneider Electric | HR-325W | [5 empty] | Group Captive | HSEPL | Clean Solar Power Bellary Private Limited | Meera Corporation Kr | - | NA
BELLARY_BLOCK_3 | BELLARY_BLOCK_3_SMB7.1_S-7 | PV Solar Module String | - | BELLARY_BLOCK_3_SMB7.1 | 13.65 |  |  | 42 | Modules |  |  |  | Out of Warranty | Haeron Modules |  |  |  |  | Haeron Modules | Schneider Electric | HR-325W | [5 empty] | Group Captive | HSEPL | Clean Solar Power Bellary Private Limited | Meera Corporation Kr | - | NA
BELLARY_BLOCK_3 | BELLARY_BLOCK_3_SMB7.1_S-8 | PV Solar Module String | - | BELLARY_BLOCK_3_SMB7.1 | 13.65 |  |  | 42 | Modules |  |  |  | Out of Warranty | Haeron Modules |  |  |  |  | Haeron Modules | Schneider Electric | HR-325W | [5 empty] | Group Captive | HSEPL | Clean Solar Power Bellary Private Limited | Meera Corporation Kr | - | NA
BELLARY_BLOCK_3 | BELLARY_BLOCK_3_SMB7.1_S-9 | PV Solar Module String | - | BELLARY_BLOCK_3_SMB7.1 | 13.65 |  |  | 42 | Modules |  |  |  | Out of Warranty | Haeron Modules |  |  |  |  | Haeron Modules | Schneider Electric | HR-325W | [5 empty] | Group Captive | HSEPL | Clean Solar Power Bellary Private Limited | Meera Corporation Kr | - | NA
BELLARY_BLOCK_3 | BELLARY_BLOCK_3_SMB7.1_S-10 | PV Solar Module String | - | BELLARY_BLOCK_3_SMB7.1 | 13.65 |  |  | 42 | Modules |  |  |  | Out of Warranty | Haeron Modules |  |  |  |  | Haeron Modules | Schneider Electric | HR-325W | [5 empty] | Group Captive | HSEPL | Clean Solar Power Bellary Private Limited | Meera Corporation Kr | - | NA
BELLARY_BLOCK_3 | BELLARY_BLOCK_3_SMB7.1_S-11 | PV Solar Module String | - | BELLARY_BLOCK_3_SMB7.1 | 13.65 |  |  | 42 | Modules |  |  |  | Out of Warranty | Haeron Modules |  |  |  |  | Haeron Modules | Schneider Electric | HR-325W | [5 empty] | Group Captive | HSEPL | Clean Solar Power Bellary Private Limited | Meera Corporation Kr | - | NA
BELLARY_BLOCK_3 | BELLARY_BLOCK_3_SMB7.1_S-12 | PV Solar Module String | - | BELLARY_BLOCK_3_SMB7.1 | 13.65 |  |  | 42 | Modules |  |  |  | Out of Warranty | Haeron Modules |  |  |  |  | Haeron Modules | Schneider Electric | HR-325W | [5 empty] | Group Captive | HSEPL | Clean Solar Power Bellary Private Limited | Meera Corporation Kr | - | NA
BELLARY_BLOCK_3 | BELLARY_BLOCK_3_SMB7.1_S-13 | PV Solar Module String | - | BELLARY_BLOCK_3_SMB7.1 | 13.65 |  |  | 42 | Modules |  |  |  | Out of Warranty | Haeron Modules |  |  |  |  | Haeron Modules | Schneider Electric | HR-325W | [5 empty] | Group Captive | HSEPL | Clean Solar Power Bellary Private Limited | Meera Corporation Kr | - | NA
BELLARY_BLOCK_3 | BELLARY_BLOCK_3_SMB7.1_S-14 | PV Solar Module String | - | BELLARY_BLOCK_3_SMB7.1 | 13.65 |  |  | 42 | Modules |  |  |  | Out of Warranty | Haeron Modules |  |  |  |  | Haeron Modules | Schneider Electric | HR-325W | [5 empty] | Group Captive | HSEPL | Clean Solar Power Bellary Private Limited | Meera Corporation Kr | - | NA
BELLARY_BLOCK_3 | BELLARY_BLOCK_3_SMB7.2_S-1 | PV Solar Module String | - | BELLARY_BLOCK_3_SMB7.2 | 13.65 |  |  | 42 | Modules |  |  |  | Out of Warranty | Haeron Modules |  |  |  |  | Haeron Modules | Schneider Electric | HR-325W | [5 empty] | Group Captive | HSEPL | Clean Solar Power Bellary Private Limited | Meera Corporation Kr | - | NA
BELLARY_BLOCK_3 | BELLARY_BLOCK_3_SMB7.2_S-2 | PV Solar Module String | - | BELLARY_BLOCK_3_SMB7.2 | 13.65 |  |  | 42 | Modules |  |  |  | Out of Warranty | Haeron Modules |  |  |  |  | Haeron Modules | Schneider Electric | HR-325W | [5 empty] | Group Captive | HSEPL | Clean Solar Power Bellary Private Limited | Meera Corporation Kr | - | NA
BELLARY_BLOCK_3 | BELLARY_BLOCK_3_SMB7.2_S-3 | PV Solar Module String | - | BELLARY_BLOCK_3_SMB7.2 | 13.65 |  |  | 42 | Modules |  |  |  | Out of Warranty | Haeron Modules |  |  |  |  | Haeron Modules | Schneider Electric | HR-325W | [5 empty] | Group Captive | HSEPL | Clean Solar Power Bellary Private Limited | Meera Corporation Kr | - | NA
BELLARY_BLOCK_3 | BELLARY_BLOCK_3_SMB7.2_S-4 | PV Solar Module String | - | BELLARY_BLOCK_3_SMB7.2 | 13.65 |  |  | 42 | Modules |  |  |  | Out of Warranty | Haeron Modules |  |  |  |  | Haeron Modules | Schneider Electric | HR-325W | [5 empty] | Group Captive | HSEPL | Clean Solar Power Bellary Private Limited | Meera Corporation Kr | - | NA
BELLARY_BLOCK_3 | BELLARY_BLOCK_3_SMB7.2_S-5 | PV Solar Module String | - | BELLARY_BLOCK_3_SMB7.2 | 13.65 |  |  | 42 | Modules |  |  |  | Out of Warranty | Haeron Modules |  |  |  |  | Haeron Modules | Schneider Electric | HR-325W | [5 empty] | Group Captive | HSEPL | Clean Solar Power Bellary Private Limited | Meera Corporation Kr | - | NA
BELLARY_BLOCK_3 | BELLARY_BLOCK_3_SMB7.2_S-6 | PV Solar Module String | - | BELLARY_BLOCK_3_SMB7.2 | 13.65 |  |  | 42 | Modules |  |  |  | Out of Warranty | Haeron Modules |  |  |  |  | Haeron Modules | Schneider Electric | HR-325W | [5 empty] | Group Captive | HSEPL | Clean Solar Power Bellary Private Limited | Meera Corporation Kr | - | NA
BELLARY_BLOCK_3 | BELLARY_BLOCK_3_SMB7.2_S-7 | PV Solar Module String | - | BELLARY_BLOCK_3_SMB7.2 | 13.65 |  |  | 42 | Modules |  |  |  | Out of Warranty | Haeron Modules |  |  |  |  | Haeron Modules | Schneider Electric | HR-325W | [5 empty] | Group Captive | HSEPL | Clean Solar Power Bellary Private Limited | Meera Corporation Kr | - | NA
BELLARY_BLOCK_3 | BELLARY_BLOCK_3_SMB7.2_S-8 | PV Solar Module String | - | BELLARY_BLOCK_3_SMB7.2 | 13.65 |  |  | 42 | Modules |  |  |  | Out of Warranty | Haeron Modules |  |  |  |  | Haeron Modules | Schneider Electric | HR-325W | [5 empty] | Group Captive | HSEPL | Clean Solar Power Bellary Private Limited | Meera Corporation Kr | - | NA
BELLARY_BLOCK_3 | BELLARY_BLOCK_3_SMB7.2_S-9 | PV Solar Module String | - | BELLARY_BLOCK_3_SMB7.2 | 13.65 |  |  | 42 | Modules |  |  |  | Out of Warranty | Haeron Modules |  |  |  |  | Haeron Modules | Schneider Electric | HR-325W | [5 empty] | Group Captive | HSEPL | Clean Solar Power Bellary Private Limited | Meera Corporation Kr | - | NA
BELLARY_BLOCK_3 | BELLARY_BLOCK_3_SMB7.2_S-10 | PV Solar Module String | - | BELLARY_BLOCK_3_SMB7.2 | 13.65 |  |  | 42 | Modules |  |  |  | Out of Warranty | Haeron Modules |  |  |  |  | Haeron Modules | Schneider Electric | HR-325W | [5 empty] | Group Captive | HSEPL | Clean Solar Power Bellary Private Limited | Meera Corporation Kr | - | NA
BELLARY_BLOCK_3 | BELLARY_BLOCK_3_SMB7.2_S-11 | PV Solar Module String | - | BELLARY_BLOCK_3_SMB7.2 | 13.65 |  |  | 42 | Modules |  |  |  | Out of Warranty | Haeron Modules |  |  |  |  | Haeron Modules | Schneider Electric | HR-325W | [5 empty] | Group Captive | HSEPL | Clean Solar Power Bellary Private Limited | Meera Corporation Kr | - | NA
BELLARY_BLOCK_3 | BELLARY_BLOCK_3_SMB7.2_S-12 | PV Solar Module String | - | BELLARY_BLOCK_3_SMB7.2 | 13.65 |  |  | 42 | Modules |  |  |  | Out of Warranty | Haeron Modules |  |  |  |  | Haeron Modules | Schneider Electric | HR-325W | [5 empty] | Group Captive | HSEPL | Clean Solar Power Bellary Private Limited | Meera Corporation Kr | - | NA
BELLARY_BLOCK_3 | BELLARY_BLOCK_3_SMB7.2_S-13 | PV Solar Module String | - | BELLARY_BLOCK_3_SMB7.2 | 13.65 |  |  | 42 | Modules |  |  |  | Out of Warranty | Haeron Modules |  |  |  |  | Haeron Modules | Schneider Electric | HR-325W | [5 empty] | Group Captive | HSEPL | Clean Solar Power Bellary Private Limited | Meera Corporation Kr | - | NA
BELLARY_BLOCK_3 | BELLARY_BLOCK_3_SMB7.2_S-14 | PV Solar Module String | - | BELLARY_BLOCK_3_SMB7.2 | 13.65 |  |  | 42 | Modules |  |  |  | Out of Warranty | Haeron Modules |  |  |  |  | Haeron Modules | Schneider Electric | HR-325W | [5 empty] | Group Captive | HSEPL | Clean Solar Power Bellary Private Limited | Meera Corporation Kr | - | NA
BELLARY_BLOCK_3 | BELLARY_BLOCK_3_SMB7.3_S-1 | PV Solar Module String | - | BELLARY_BLOCK_3_SMB7.3 | 13.65 |  |  | 42 | Modules |  |  |  | Out of Warranty | Haeron Modules |  |  |  |  | Haeron Modules | Schneider Electric | HR-325W | [5 empty] | Group Captive | HSEPL | Clean Solar Power Bellary Private Limited | Meera Corporation Kr | - | NA
BELLARY_BLOCK_3 | BELLARY_BLOCK_3_SMB7.3_S-2 | PV Solar Module String | - | BELLARY_BLOCK_3_SMB7.3 | 13.65 |  |  | 42 | Modules |  |  |  | Out of Warranty | Haeron Modules |  |  |  |  | Haeron Modules | Schneider Electric | HR-325W | [5 empty] | Group Captive | HSEPL | Clean Solar Power Bellary Private Limited | Meera Corporation Kr | - | NA
BELLARY_BLOCK_3 | BELLARY_BLOCK_3_SMB7.3_S-3 | PV Solar Module String | - | BELLARY_BLOCK_3_SMB7.3 | 13.65 |  |  | 42 | Modules |  |  |  | Out of Warranty | Haeron Modules |  |  |  |  | Haeron Modules | Schneider Electric | HR-325W | [5 empty] | Group Captive | HSEPL | Clean Solar Power Bellary Private Limited | Meera Corporation Kr | - | NA
BELLARY_BLOCK_3 | BELLARY_BLOCK_3_SMB7.3_S-4 | PV Solar Module String | - | BELLARY_BLOCK_3_SMB7.3 | 13.65 |  |  | 42 | Modules |  |  |  | Out of Warranty | Haeron Modules |  |  |  |  | Haeron Modules | Schneider Electric | HR-325W | [5 empty] | Group Captive | HSEPL | Clean Solar Power Bellary Private Limited | Meera Corporation Kr | - | NA
BELLARY_BLOCK_3 | BELLARY_BLOCK_3_SMB7.3_S-5 | PV Solar Module String | - | BELLARY_BLOCK_3_SMB7.3 | 13.65 |  |  | 42 | Modules |  |  |  | Out of Warranty | Haeron Modules |  |  |  |  | Haeron Modules | Schneider Electric | HR-325W | [5 empty] | Group Captive | HSEPL | Clean Solar Power Bellary Private Limited | Meera Corporation Kr | - | NA
BELLARY_BLOCK_3 | BELLARY_BLOCK_3_SMB7.3_S-6 | PV Solar Module String | - | BELLARY_BLOCK_3_SMB7.3 | 13.65 |  |  | 42 | Modules |  |  |  | Out of Warranty | Haeron Modules |  |  |  |  | Haeron Modules | Schneider Electric | HR-325W | [5 empty] | Group Captive | HSEPL | Clean Solar Power Bellary Private Limited | Meera Corporation Kr | - | NA
BELLARY_BLOCK_3 | BELLARY_BLOCK_3_SMB7.3_S-7 | PV Solar Module String | - | BELLARY_BLOCK_3_SMB7.3 | 13.65 |  |  | 42 | Modules |  |  |  | Out of Warranty | Haeron Modules |  |  |  |  | Haeron Modules | Schneider Electric | HR-325W | [5 empty] | Group Captive | HSEPL | Clean Solar Power Bellary Private Limited | Meera Corporation Kr | - | NA
BELLARY_BLOCK_3 | BELLARY_BLOCK_3_SMB7.3_S-8 | PV Solar Module String | - | BELLARY_BLOCK_3_SMB7.3 | 13.65 |  |  | 42 | Modules |  |  |  | Out of Warranty | Haeron Modules |  |  |  |  | Haeron Modules | Schneider Electric | HR-325W | [5 empty] | Group Captive | HSEPL | Clean Solar Power Bellary Private Limited | Meera Corporation Kr | - | NA
BELLARY_BLOCK_3 | BELLARY_BLOCK_3_SMB7.3_S-9 | PV Solar Module String | - | BELLARY_BLOCK_3_SMB7.3 | 13.65 |  |  | 42 | Modules |  |  |  | Out of Warranty | Haeron Modules |  |  |  |  | Haeron Modules | Schneider Electric | HR-325W | [5 empty] | Group Captive | HSEPL | Clean Solar Power Bellary Private Limited | Meera Corporation Kr | - | NA
BELLARY_BLOCK_3 | BELLARY_BLOCK_3_SMB7.3_S-10 | PV Solar Module String | - | BELLARY_BLOCK_3_SMB7.3 | 13.65 |  |  | 42 | Modules |  |  |  | Out of Warranty | Haeron Modules |  |  |  |  | Haeron Modules | Schneider Electric | HR-325W | [5 empty] | Group Captive | HSEPL | Clean Solar Power Bellary Private Limited | Meera Corporation Kr | - | NA
BELLARY_BLOCK_3 | BELLARY_BLOCK_3_SMB7.3_S-11 | PV Solar Module String | - | BELLARY_BLOCK_3_SMB7.3 | 13.65 |  |  | 42 | Modules |  |  |  | Out of Warranty | Haeron Modules |  |  |  |  | Haeron Modules | Schneider Electric | HR-325W | [5 empty] | Group Captive | HSEPL | Clean Solar Power Bellary Private Limited | Meera Corporation Kr | - | NA
BELLARY_BLOCK_3 | BELLARY_BLOCK_3_SMB7.3_S-12 | PV Solar Module String | - | BELLARY_BLOCK_3_SMB7.3 | 13.65 |  |  | 42 | Modules |  |  |  | Out of Warranty | Haeron Modules |  |  |  |  | Haeron Modules | Schneider Electric | HR-325W | [5 empty] | Group Captive | HSEPL | Clean Solar Power Bellary Private Limited | Meera Corporation Kr | - | NA
BELLARY_BLOCK_3 | BELLARY_BLOCK_3_SMB7.3_S-13 | PV Solar Module String | - | BELLARY_BLOCK_3_SMB7.3 | 13.65 |  |  | 42 | Modules |  |  |  | Out of Warranty | Haeron Modules |  |  |  |  | Haeron Modules | Schneider Electric | HR-325W | [5 empty] | Group Captive | HSEPL | Clean Solar Power Bellary Private Limited | Meera Corporation Kr | - | NA
BELLARY_BLOCK_3 | BELLARY_BLOCK_3_SMB7.4_S-1 | PV Solar Module String | - | BELLARY_BLOCK_3_SMB7.4 | 13.65 |  |  | 42 | Modules |  |  |  | Out of Warranty | Haeron Modules |  |  |  |  | Haeron Modules | Schneider Electric | HR-325W | [5 empty] | Group Captive | HSEPL | Clean Solar Power Bellary Private Limited | Meera Corporation Kr | - | NA
BELLARY_BLOCK_3 | BELLARY_BLOCK_3_SMB7.4_S-2 | PV Solar Module String | - | BELLARY_BLOCK_3_SMB7.4 | 13.65 |  |  | 42 | Modules |  |  |  | Out of Warranty | Haeron Modules |  |  |  |  | Haeron Modules | Schneider Electric | HR-325W | [5 empty] | Group Captive | HSEPL | Clean Solar Power Bellary Private Limited | Meera Corporation Kr | - | NA
BELLARY_BLOCK_3 | BELLARY_BLOCK_3_SMB7.4_S-3 | PV Solar Module String | - | BELLARY_BLOCK_3_SMB7.4 | 13.65 |  |  | 42 | Modules |  |  |  | Out of Warranty | Haeron Modules |  |  |  |  | Haeron Modules | Schneider Electric | HR-325W | [5 empty] | Group Captive | HSEPL | Clean Solar Power Bellary Private Limited | Meera Corporation Kr | - | NA
BELLARY_BLOCK_3 | BELLARY_BLOCK_3_SMB7.4_S-4 | PV Solar Module String | - | BELLARY_BLOCK_3_SMB7.4 | 13.65 |  |  | 42 | Modules |  |  |  | Out of Warranty | Haeron Modules |  |  |  |  | Haeron Modules | Schneider Electric | HR-325W | [5 empty] | Group Captive | HSEPL | Clean Solar Power Bellary Private Limited | Meera Corporation Kr | - | NA
BELLARY_BLOCK_3 | BELLARY_BLOCK_3_SMB7.4_S-5 | PV Solar Module String | - | BELLARY_BLOCK_3_SMB7.4 | 13.65 |  |  | 42 | Modules |  |  |  | Out of Warranty | Haeron Modules |  |  |  |  | Haeron Modules | Schneider Electric | HR-325W | [5 empty] | Group Captive | HSEPL | Clean Solar Power Bellary Private Limited | Meera Corporation Kr | - | NA
BELLARY_BLOCK_3 | BELLARY_BLOCK_3_SMB7.4_S-6 | PV Solar Module String | - | BELLARY_BLOCK_3_SMB7.4 | 13.65 |  |  | 42 | Modules |  |  |  | Out of Warranty | Haeron Modules |  |  |  |  | Haeron Modules | Schneider Electric | HR-325W | [5 empty] | Group Captive | HSEPL | Clean Solar Power Bellary Private Limited | Meera Corporation Kr | - | NA
BELLARY_BLOCK_3 | BELLARY_BLOCK_3_SMB7.4_S-7 | PV Solar Module String | - | BELLARY_BLOCK_3_SMB7.4 | 13.65 |  |  | 42 | Modules |  |  |  | Out of Warranty | Haeron Modules |  |  |  |  | Haeron Modules | Schneider Electric | HR-325W | [5 empty] | Group Captive | HSEPL | Clean Solar Power Bellary Private Limited | Meera Corporation Kr | - | NA
BELLARY_BLOCK_3 | BELLARY_BLOCK_3_SMB7.4_S-8 | PV Solar Module String | - | BELLARY_BLOCK_3_SMB7.4 | 13.65 |  |  | 42 | Modules |  |  |  | Out of Warranty | Haeron Modules |  |  |  |  | Haeron Modules | Schneider Electric | HR-325W | [5 empty] | Group Captive | HSEPL | Clean Solar Power Bellary Private Limited | Meera Corporation Kr | - | NA
BELLARY_BLOCK_3 | BELLARY_BLOCK_3_SMB7.4_S-9 | PV Solar Module String | - | BELLARY_BLOCK_3_SMB7.4 | 13.65 |  |  | 42 | Modules |  |  |  | Out of Warranty | Haeron Modules |  |  |  |  | Haeron Modules | Schneider Electric | HR-325W | [5 empty] | Group Captive | HSEPL | Clean Solar Power Bellary Private Limited | Meera Corporation Kr | - | NA
BELLARY_BLOCK_3 | BELLARY_BLOCK_3_SMB7.4_S-10 | PV Solar Module String | - | BELLARY_BLOCK_3_SMB7.4 | 13.65 |  |  | 42 | Modules |  |  |  | Out of Warranty | Haeron Modules |  |  |  |  | Haeron Modules | Schneider Electric | HR-325W | [5 empty] | Group Captive | HSEPL | Clean Solar Power Bellary Private Limited | Meera Corporation Kr | - | NA
BELLARY_BLOCK_3 | BELLARY_BLOCK_3_SMB7.4_S-11 | PV Solar Module String | - | BELLARY_BLOCK_3_SMB7.4 | 13.65 |  |  | 42 | Modules |  |  |  | Out of Warranty | Haeron Modules |  |  |  |  | Haeron Modules | Schneider Electric | HR-325W | [5 empty] | Group Captive | HSEPL | Clean Solar Power Bellary Private Limited | Meera Corporation Kr | - | NA
BELLARY_BLOCK_3 | BELLARY_BLOCK_3_SMB7.4_S-12 | PV Solar Module String | - | BELLARY_BLOCK_3_SMB7.4 | 13.65 |  |  | 42 | Modules |  |  |  | Out of Warranty | Haeron Modules |  |  |  |  | Haeron Modules | Schneider Electric | HR-325W | [5 empty] | Group Captive | HSEPL | Clean Solar Power Bellary Private Limited | Meera Corporation Kr | - | NA
BELLARY_BLOCK_3 | BELLARY_BLOCK_3_SMB7.4_S-13 | PV Solar Module String | - | BELLARY_BLOCK_3_SMB7.4 | 13.65 |  |  | 42 | Modules |  |  |  | Out of Warranty | Haeron Modules |  |  |  |  | Haeron Modules | Schneider Electric | HR-325W | [5 empty] | Group Captive | HSEPL | Clean Solar Power Bellary Private Limited | Meera Corporation Kr | - | NA
BELLARY_BLOCK_3 | BELLARY_BLOCK_3_SMB8.1_S-1 | PV Solar Module String | - | BELLARY_BLOCK_3_SMB8.1 | 13.65 |  |  | 42 | Modules |  |  |  | Out of Warranty | Haeron Modules |  |  |  |  | Haeron Modules | Schneider Electric | HR-325W | [5 empty] | Group Captive | HSEPL | Clean Solar Power Bellary Private Limited | Meera Corporation Kr | - | NA
BELLARY_BLOCK_3 | BELLARY_BLOCK_3_SMB8.1_S-2 | PV Solar Module String | - | BELLARY_BLOCK_3_SMB8.1 | 13.65 |  |  | 42 | Modules |  |  |  | Out of Warranty | Haeron Modules |  |  |  |  | Haeron Modules | Schneider Electric | HR-325W | [5 empty] | Group Captive | HSEPL | Clean Solar Power Bellary Private Limited | Meera Corporation Kr | - | NA
BELLARY_BLOCK_3 | BELLARY_BLOCK_3_SMB8.1_S-3 | PV Solar Module String | - | BELLARY_BLOCK_3_SMB8.1 | 13.65 |  |  | 42 | Modules |  |  |  | Out of Warranty | Haeron Modules |  |  |  |  | Haeron Modules | Schneider Electric | HR-325W | [5 empty] | Group Captive | HSEPL | Clean Solar Power Bellary Private Limited | Meera Corporation Kr | - | NA
BELLARY_BLOCK_3 | BELLARY_BLOCK_3_SMB8.1_S-4 | PV Solar Module String | - | BELLARY_BLOCK_3_SMB8.1 | 13.65 |  |  | 42 | Modules |  |  |  | Out of Warranty | Haeron Modules |  |  |  |  | Haeron Modules | Schneider Electric | HR-325W | [5 empty] | Group Captive | HSEPL | Clean Solar Power Bellary Private Limited | Meera Corporation Kr | - | NA
BELLARY_BLOCK_3 | BELLARY_BLOCK_3_SMB8.1_S-5 | PV Solar Module String | - | BELLARY_BLOCK_3_SMB8.1 | 13.65 |  |  | 42 | Modules |  |  |  | Out of Warranty | Haeron Modules |  |  |  |  | Haeron Modules | Schneider Electric | HR-325W | [5 empty] | Group Captive | HSEPL | Clean Solar Power Bellary Private Limited | Meera Corporation Kr | - | NA
BELLARY_BLOCK_3 | BELLARY_BLOCK_3_SMB8.1_S-6 | PV Solar Module String | - | BELLARY_BLOCK_3_SMB8.1 | 13.65 |  |  | 42 | Modules |  |  |  | Out of Warranty | Haeron Modules |  |  |  |  | Haeron Modules | Schneider Electric | HR-325W | [5 empty] | Group Captive | HSEPL | Clean Solar Power Bellary Private Limited | Meera Corporation Kr | - | NA
BELLARY_BLOCK_3 | BELLARY_BLOCK_3_SMB8.1_S-7 | PV Solar Module String | - | BELLARY_BLOCK_3_SMB8.1 | 13.65 |  |  | 42 | Modules |  |  |  | Out of Warranty | Haeron Modules |  |  |  |  | Haeron Modules | Schneider Electric | HR-325W | [5 empty] | Group Captive | HSEPL | Clean Solar Power Bellary Private Limited | Meera Corporation Kr | - | NA
BELLARY_BLOCK_3 | BELLARY_BLOCK_3_SMB8.1_S-8 | PV Solar Module String | - | BELLARY_BLOCK_3_SMB8.1 | 13.65 |  |  | 42 | Modules |  |  |  | Out of Warranty | Haeron Modules |  |  |  |  | Haeron Modules | Schneider Electric | HR-325W | [5 empty] | Group Captive | HSEPL | Clean Solar Power Bellary Private Limited | Meera Corporation Kr | - | NA
BELLARY_BLOCK_3 | BELLARY_BLOCK_3_SMB8.1_S-9 | PV Solar Module String | - | BELLARY_BLOCK_3_SMB8.1 | 13.65 |  |  | 42 | Modules |  |  |  | Out of Warranty | Haeron Modules |  |  |  |  | Haeron Modules | Schneider Electric | HR-325W | [5 empty] | Group Captive | HSEPL | Clean Solar Power Bellary Private Limited | Meera Corporation Kr | - | NA
BELLARY_BLOCK_3 | BELLARY_BLOCK_3_SMB8.1_S-10 | PV Solar Module String | - | BELLARY_BLOCK_3_SMB8.1 | 13.65 |  |  | 42 | Modules |  |  |  | Out of Warranty | Haeron Modules |  |  |  |  | Haeron Modules | Schneider Electric | HR-325W | [5 empty] | Group Captive | HSEPL | Clean Solar Power Bellary Private Limited | Meera Corporation Kr | - | NA
BELLARY_BLOCK_3 | BELLARY_BLOCK_3_SMB8.1_S-11 | PV Solar Module String | - | BELLARY_BLOCK_3_SMB8.1 | 13.65 |  |  | 42 | Modules |  |  |  | Out of Warranty | Haeron Modules |  |  |  |  | Haeron Modules | Schneider Electric | HR-325W | [5 empty] | Group Captive | HSEPL | Clean Solar Power Bellary Private Limited | Meera Corporation Kr | - | NA
BELLARY_BLOCK_3 | BELLARY_BLOCK_3_SMB8.1_S-12 | PV Solar Module String | - | BELLARY_BLOCK_3_SMB8.1 | 13.65 |  |  | 42 | Modules |  |  |  | Out of Warranty | Haeron Modules |  |  |  |  | Haeron Modules | Schneider Electric | HR-325W | [5 empty] | Group Captive | HSEPL | Clean Solar Power Bellary Private Limited | Meera Corporation Kr | - | NA
BELLARY_BLOCK_3 | BELLARY_BLOCK_3_SMB8.1_S-13 | PV Solar Module String | - | BELLARY_BLOCK_3_SMB8.1 | 13.65 |  |  | 42 | Modules |  |  |  | Out of Warranty | Haeron Modules |  |  |  |  | Haeron Modules | Schneider Electric | HR-325W | [5 empty] | Group Captive | HSEPL | Clean Solar Power Bellary Private Limited | Meera Corporation Kr | - | NA
BELLARY_BLOCK_3 | BELLARY_BLOCK_3_SMB8.1_S-14 | PV Solar Module String | - | BELLARY_BLOCK_3_SMB8.1 | 13.65 |  |  | 42 | Modules |  |  |  | Out of Warranty | Haeron Modules |  |  |  |  | Haeron Modules | Schneider Electric | HR-325W | [5 empty] | Group Captive | HSEPL | Clean Solar Power Bellary Private Limited | Meera Corporation Kr | - | NA
BELLARY_BLOCK_3 | BELLARY_BLOCK_3_SMB8.2_S-1 | PV Solar Module String | - | BELLARY_BLOCK_3_SMB8.2 | 13.65 |  |  | 42 | Modules |  |  |  | Out of Warranty | Haeron Modules |  |  |  |  | Haeron Modules | Schneider Electric | HR-325W | [5 empty] | Group Captive | HSEPL | Clean Solar Power Bellary Private Limited | Meera Corporation Kr | - | NA
BELLARY_BLOCK_3 | BELLARY_BLOCK_3_SMB8.2_S-2 | PV Solar Module String | - | BELLARY_BLOCK_3_SMB8.2 | 13.65 |  |  | 42 | Modules |  |  |  | Out of Warranty | Haeron Modules |  |  |  |  | Haeron Modules | Schneider Electric | HR-325W | [5 empty] | Group Captive | HSEPL | Clean Solar Power Bellary Private Limited | Meera Corporation Kr | - | NA
BELLARY_BLOCK_3 | BELLARY_BLOCK_3_SMB8.2_S-3 | PV Solar Module String | - | BELLARY_BLOCK_3_SMB8.2 | 13.65 |  |  | 42 | Modules |  |  |  | Out of Warranty | Haeron Modules |  |  |  |  | Haeron Modules | Schneider Electric | HR-325W | [5 empty] | Group Captive | HSEPL | Clean Solar Power Bellary Private Limited | Meera Corporation Kr | - | NA
BELLARY_BLOCK_3 | BELLARY_BLOCK_3_SMB8.2_S-4 | PV Solar Module String | - | BELLARY_BLOCK_3_SMB8.2 | 13.65 |  |  | 42 | Modules |  |  |  | Out of Warranty | Haeron Modules |  |  |  |  | Haeron Modules | Schneider Electric | HR-325W | [5 empty] | Group Captive | HSEPL | Clean Solar Power Bellary Private Limited | Meera Corporation Kr | - | NA
BELLARY_BLOCK_3 | BELLARY_BLOCK_3_SMB8.2_S-5 | PV Solar Module String | - | BELLARY_BLOCK_3_SMB8.2 | 13.65 |  |  | 42 | Modules |  |  |  | Out of Warranty | Haeron Modules |  |  |  |  | Haeron Modules | Schneider Electric | HR-325W | [5 empty] | Group Captive | HSEPL | Clean Solar Power Bellary Private Limited | Meera Corporation Kr | - | NA
BELLARY_BLOCK_3 | BELLARY_BLOCK_3_SMB8.2_S-6 | PV Solar Module String | - | BELLARY_BLOCK_3_SMB8.2 | 13.65 |  |  | 42 | Modules |  |  |  | Out of Warranty | Haeron Modules |  |  |  |  | Haeron Modules | Schneider Electric | HR-325W | [5 empty] | Group Captive | HSEPL | Clean Solar Power Bellary Private Limited | Meera Corporation Kr | - | NA
BELLARY_BLOCK_3 | BELLARY_BLOCK_3_SMB8.2_S-7 | PV Solar Module String | - | BELLARY_BLOCK_3_SMB8.2 | 13.65 |  |  | 42 | Modules |  |  |  | Out of Warranty | Haeron Modules |  |  |  |  | Haeron Modules | Schneider Electric | HR-325W | [5 empty] | Group Captive | HSEPL | Clean Solar Power Bellary Private Limited | Meera Corporation Kr | - | NA
BELLARY_BLOCK_3 | BELLARY_BLOCK_3_SMB8.2_S-8 | PV Solar Module String | - | BELLARY_BLOCK_3_SMB8.2 | 13.65 |  |  | 42 | Modules |  |  |  | Out of Warranty | Haeron Modules |  |  |  |  | Haeron Modules | Schneider Electric | HR-325W | [5 empty] | Group Captive | HSEPL | Clean Solar Power Bellary Private Limited | Meera Corporation Kr | - | NA
BELLARY_BLOCK_3 | BELLARY_BLOCK_3_SMB8.2_S-9 | PV Solar Module String | - | BELLARY_BLOCK_3_SMB8.2 | 13.65 |  |  | 42 | Modules |  |  |  | Out of Warranty | Haeron Modules |  |  |  |  | Haeron Modules | Schneider Electric | HR-325W | [5 empty] | Group Captive | HSEPL | Clean Solar Power Bellary Private Limited | Meera Corporation Kr | - | NA
BELLARY_BLOCK_3 | BELLARY_BLOCK_3_SMB8.2_S-10 | PV Solar Module String | - | BELLARY_BLOCK_3_SMB8.2 | 13.65 |  |  | 42 | Modules |  |  |  | Out of Warranty | Haeron Modules |  |  |  |  | Haeron Modules | Schneider Electric | HR-325W | [5 empty] | Group Captive | HSEPL | Clean Solar Power Bellary Private Limited | Meera Corporation Kr | - | NA
BELLARY_BLOCK_3 | BELLARY_BLOCK_3_SMB8.2_S-11 | PV Solar Module String | - | BELLARY_BLOCK_3_SMB8.2 | 13.65 |  |  | 42 | Modules |  |  |  | Out of Warranty | Haeron Modules |  |  |  |  | Haeron Modules | Schneider Electric | HR-325W | [5 empty] | Group Captive | HSEPL | Clean Solar Power Bellary Private Limited | Meera Corporation Kr | - | NA
BELLARY_BLOCK_3 | BELLARY_BLOCK_3_SMB8.2_S-12 | PV Solar Module String | - | BELLARY_BLOCK_3_SMB8.2 | 13.65 |  |  | 42 | Modules |  |  |  | Out of Warranty | Haeron Modules |  |  |  |  | Haeron Modules | Schneider Electric | HR-325W | [5 empty] | Group Captive | HSEPL | Clean Solar Power Bellary Private Limited | Meera Corporation Kr | - | NA
BELLARY_BLOCK_3 | BELLARY_BLOCK_3_SMB8.2_S-13 | PV Solar Module String | - | BELLARY_BLOCK_3_SMB8.2 | 13.65 |  |  | 42 | Modules |  |  |  | Out of Warranty | Haeron Modules |  |  |  |  | Haeron Modules | Schneider Electric | HR-325W | [5 empty] | Group Captive | HSEPL | Clean Solar Power Bellary Private Limited | Meera Corporation Kr | - | NA
BELLARY_BLOCK_3 | BELLARY_BLOCK_3_SMB8.2_S-14 | PV Solar Module String | - | BELLARY_BLOCK_3_SMB8.2 | 13.65 |  |  | 42 | Modules |  |  |  | Out of Warranty | Haeron Modules |  |  |  |  | Haeron Modules | Schneider Electric | HR-325W | [5 empty] | Group Captive | HSEPL | Clean Solar Power Bellary Private Limited | Meera Corporation Kr | - | NA
BELLARY_BLOCK_3 | BELLARY_BLOCK_3_SMB8.3_S-1 | PV Solar Module String | - | BELLARY_BLOCK_3_SMB8.3 | 13.65 |  |  | 42 | Modules |  |  |  | Out of Warranty | Haeron Modules |  |  |  |  | Haeron Modules | Schneider Electric | HR-325W | [5 empty] | Group Captive | HSEPL | Clean Solar Power Bellary Private Limited | Meera Corporation Kr | - | NA
BELLARY_BLOCK_3 | BELLARY_BLOCK_3_SMB8.3_S-2 | PV Solar Module String | - | BELLARY_BLOCK_3_SMB8.3 | 13.65 |  |  | 42 | Modules |  |  |  | Out of Warranty | Haeron Modules |  |  |  |  | Haeron Modules | Schneider Electric | HR-325W | [5 empty] | Group Captive | HSEPL | Clean Solar Power Bellary Private Limited | Meera Corporation Kr | - | NA
BELLARY_BLOCK_3 | BELLARY_BLOCK_3_SMB8.3_S-3 | PV Solar Module String | - | BELLARY_BLOCK_3_SMB8.3 | 13.65 |  |  | 42 | Modules |  |  |  | Out of Warranty | Haeron Modules |  |  |  |  | Haeron Modules | Schneider Electric | HR-325W | [5 empty] | Group Captive | HSEPL | Clean Solar Power Bellary Private Limited | Meera Corporation Kr | - | NA
BELLARY_BLOCK_3 | BELLARY_BLOCK_3_SMB8.3_S-4 | PV Solar Module String | - | BELLARY_BLOCK_3_SMB8.3 | 13.65 |  |  | 42 | Modules |  |  |  | Out of Warranty | Haeron Modules |  |  |  |  | Haeron Modules | Schneider Electric | HR-325W | [5 empty] | Group Captive | HSEPL | Clean Solar Power Bellary Private Limited | Meera Corporation Kr | - | NA
BELLARY_BLOCK_3 | BELLARY_BLOCK_3_SMB8.3_S-5 | PV Solar Module String | - | BELLARY_BLOCK_3_SMB8.3 | 13.65 |  |  | 42 | Modules |  |  |  | Out of Warranty | Haeron Modules |  |  |  |  | Haeron Modules | Schneider Electric | HR-325W | [5 empty] | Group Captive | HSEPL | Clean Solar Power Bellary Private Limited | Meera Corporation Kr | - | NA
BELLARY_BLOCK_3 | BELLARY_BLOCK_3_SMB8.3_S-6 | PV Solar Module String | - | BELLARY_BLOCK_3_SMB8.3 | 13.65 |  |  | 42 | Modules |  |  |  | Out of Warranty | Haeron Modules |  |  |  |  | Haeron Modules | Schneider Electric | HR-325W | [5 empty] | Group Captive | HSEPL | Clean Solar Power Bellary Private Limited | Meera Corporation Kr | - | NA
BELLARY_BLOCK_3 | BELLARY_BLOCK_3_SMB8.3_S-7 | PV Solar Module String | - | BELLARY_BLOCK_3_SMB8.3 | 13.65 |  |  | 42 | Modules |  |  |  | Out of Warranty | Haeron Modules |  |  |  |  | Haeron Modules | Schneider Electric | HR-325W | [5 empty] | Group Captive | HSEPL | Clean Solar Power Bellary Private Limited | Meera Corporation Kr | - | NA
BELLARY_BLOCK_3 | BELLARY_BLOCK_3_SMB8.3_S-8 | PV Solar Module String | - | BELLARY_BLOCK_3_SMB8.3 | 13.65 |  |  | 42 | Modules |  |  |  | Out of Warranty | Haeron Modules |  |  |  |  | Haeron Modules | Schneider Electric | HR-325W | [5 empty] | Group Captive | HSEPL | Clean Solar Power Bellary Private Limited | Meera Corporation Kr | - | NA
BELLARY_BLOCK_3 | BELLARY_BLOCK_3_SMB8.3_S-9 | PV Solar Module String | - | BELLARY_BLOCK_3_SMB8.3 | 13.65 |  |  | 42 | Modules |  |  |  | Out of Warranty | Haeron Modules |  |  |  |  | Haeron Modules | Schneider Electric | HR-325W | [5 empty] | Group Captive | HSEPL | Clean Solar Power Bellary Private Limited | Meera Corporation Kr | - | NA
BELLARY_BLOCK_3 | BELLARY_BLOCK_3_SMB8.3_S-10 | PV Solar Module String | - | BELLARY_BLOCK_3_SMB8.3 | 13.65 |  |  | 42 | Modules |  |  |  | Out of Warranty | Haeron Modules |  |  |  |  | Haeron Modules | Schneider Electric | HR-325W | [5 empty] | Group Captive | HSEPL | Clean Solar Power Bellary Private Limited | Meera Corporation Kr | - | NA
BELLARY_BLOCK_3 | BELLARY_BLOCK_3_SMB8.3_S-11 | PV Solar Module String | - | BELLARY_BLOCK_3_SMB8.3 | 13.65 |  |  | 42 | Modules |  |  |  | Out of Warranty | Haeron Modules |  |  |  |  | Haeron Modules | Schneider Electric | HR-325W | [5 empty] | Group Captive | HSEPL | Clean Solar Power Bellary Private Limited | Meera Corporation Kr | - | NA
BELLARY_BLOCK_3 | BELLARY_BLOCK_3_SMB8.3_S-12 | PV Solar Module String | - | BELLARY_BLOCK_3_SMB8.3 | 13.65 |  |  | 42 | Modules |  |  |  | Out of Warranty | Haeron Modules |  |  |  |  | Haeron Modules | Schneider Electric | HR-325W | [5 empty] | Group Captive | HSEPL | Clean Solar Power Bellary Private Limited | Meera Corporation Kr | - | NA
BELLARY_BLOCK_3 | BELLARY_BLOCK_3_SMB8.3_S-13 | PV Solar Module String | - | BELLARY_BLOCK_3_SMB8.3 | 13.65 |  |  | 42 | Modules |  |  |  | Out of Warranty | Haeron Modules |  |  |  |  | Haeron Modules | Schneider Electric | HR-325W | [5 empty] | Group Captive | HSEPL | Clean Solar Power Bellary Private Limited | Meera Corporation Kr | - | NA
BELLARY_BLOCK_3 | BELLARY_BLOCK_3_SMB8.3_S-14 | PV Solar Module String | - | BELLARY_BLOCK_3_SMB8.3 | 13.65 |  |  | 42 | Modules |  |  |  | Out of Warranty | Haeron Modules |  |  |  |  | Haeron Modules | Schneider Electric | HR-325W | [5 empty] | Group Captive | HSEPL | Clean Solar Power Bellary Private Limited | Meera Corporation Kr | - | NA
BELLARY_BLOCK_3 | BELLARY_BLOCK_3_SMB8.3_S-15 | PV Solar Module String | - | BELLARY_BLOCK_3_SMB8.3 | 13.65 |  |  | 42 | Modules |  |  |  | Out of Warranty | Haeron Modules |  |  |  |  | Haeron Modules | Schneider Electric | HR-325W | [5 empty] | Group Captive | HSEPL | Clean Solar Power Bellary Private Limited | Meera Corporation Kr | - | NA
BELLARY_BLOCK_3 | BELLARY_BLOCK_3_SMB8.3_S-16 | PV Solar Module String | - | BELLARY_BLOCK_3_SMB8.3 | 13.65 |  |  | 42 | Modules |  |  |  | Out of Warranty | Haeron Modules |  |  |  |  | Haeron Modules | Schneider Electric | HR-325W | [5 empty] | Group Captive | HSEPL | Clean Solar Power Bellary Private Limited | Meera Corporation Kr | - | NA
BELLARY_BLOCK_3 | BELLARY_BLOCK_3_SMB8.4_S-1 | PV Solar Module String | - | BELLARY_BLOCK_3_SMB8.4 | 13.65 |  |  | 42 | Modules |  |  |  | Out of Warranty | Haeron Modules |  |  |  |  | Haeron Modules | Schneider Electric | HR-325W | [5 empty] | Group Captive | HSEPL | Clean Solar Power Bellary Private Limited | Meera Corporation Kr | - | NA
BELLARY_BLOCK_3 | BELLARY_BLOCK_3_SMB8.4_S-2 | PV Solar Module String | - | BELLARY_BLOCK_3_SMB8.4 | 13.65 |  |  | 42 | Modules |  |  |  | Out of Warranty | Haeron Modules |  |  |  |  | Haeron Modules | Schneider Electric | HR-325W | [5 empty] | Group Captive | HSEPL | Clean Solar Power Bellary Private Limited | Meera Corporation Kr | - | NA
BELLARY_BLOCK_3 | BELLARY_BLOCK_3_SMB8.4_S-3 | PV Solar Module String | - | BELLARY_BLOCK_3_SMB8.4 | 13.65 |  |  | 42 | Modules |  |  |  | Out of Warranty | Haeron Modules |  |  |  |  | Haeron Modules | Schneider Electric | HR-325W | [5 empty] | Group Captive | HSEPL | Clean Solar Power Bellary Private Limited | Meera Corporation Kr | - | NA
BELLARY_BLOCK_3 | BELLARY_BLOCK_3_SMB8.4_S-4 | PV Solar Module String | - | BELLARY_BLOCK_3_SMB8.4 | 13.65 |  |  | 42 | Modules |  |  |  | Out of Warranty | Haeron Modules |  |  |  |  | Haeron Modules | Schneider Electric | HR-325W | [5 empty] | Group Captive | HSEPL | Clean Solar Power Bellary Private Limited | Meera Corporation Kr | - | NA
BELLARY_BLOCK_3 | BELLARY_BLOCK_3_SMB8.4_S-5 | PV Solar Module String | - | BELLARY_BLOCK_3_SMB8.4 | 13.65 |  |  | 42 | Modules |  |  |  | Out of Warranty | Haeron Modules |  |  |  |  | Haeron Modules | Schneider Electric | HR-325W | [5 empty] | Group Captive | HSEPL | Clean Solar Power Bellary Private Limited | Meera Corporation Kr | - | NA
BELLARY_BLOCK_3 | BELLARY_BLOCK_3_SMB8.4_S-6 | PV Solar Module String | - | BELLARY_BLOCK_3_SMB8.4 | 13.65 |  |  | 42 | Modules |  |  |  | Out of Warranty | Haeron Modules |  |  |  |  | Haeron Modules | Schneider Electric | HR-325W | [5 empty] | Group Captive | HSEPL | Clean Solar Power Bellary Private Limited | Meera Corporation Kr | - | NA
BELLARY_BLOCK_3 | BELLARY_BLOCK_3_SMB8.4_S-7 | PV Solar Module String | - | BELLARY_BLOCK_3_SMB8.4 | 13.65 |  |  | 42 | Modules |  |  |  | Out of Warranty | Haeron Modules |  |  |  |  | Haeron Modules | Schneider Electric | HR-325W | [5 empty] | Group Captive | HSEPL | Clean Solar Power Bellary Private Limited | Meera Corporation Kr | - | NA
BELLARY_BLOCK_3 | BELLARY_BLOCK_3_SMB8.4_S-8 | PV Solar Module String | - | BELLARY_BLOCK_3_SMB8.4 | 13.65 |  |  | 42 | Modules |  |  |  | Out of Warranty | Haeron Modules |  |  |  |  | Haeron Modules | Schneider Electric | HR-325W | [5 empty] | Group Captive | HSEPL | Clean Solar Power Bellary Private Limited | Meera Corporation Kr | - | NA
BELLARY_BLOCK_3 | BELLARY_BLOCK_3_SMB8.4_S-9 | PV Solar Module String | - | BELLARY_BLOCK_3_SMB8.4 | 13.65 |  |  | 42 | Modules |  |  |  | Out of Warranty | Haeron Modules |  |  |  |  | Haeron Modules | Schneider Electric | HR-325W | [5 empty] | Group Captive | HSEPL | Clean Solar Power Bellary Private Limited | Meera Corporation Kr | - | NA
BELLARY_BLOCK_3 | BELLARY_BLOCK_3_SMB8.4_S-10 | PV Solar Module String | - | BELLARY_BLOCK_3_SMB8.4 | 13.65 |  |  | 42 | Modules |  |  |  | Out of Warranty | Haeron Modules |  |  |  |  | Haeron Modules | Schneider Electric | HR-325W | [5 empty] | Group Captive | HSEPL | Clean Solar Power Bellary Private Limited | Meera Corporation Kr | - | NA
BELLARY_BLOCK_3 | BELLARY_BLOCK_3_SMB8.4_S-11 | PV Solar Module String | - | BELLARY_BLOCK_3_SMB8.4 | 13.65 |  |  | 42 | Modules |  |  |  | Out of Warranty | Haeron Modules |  |  |  |  | Haeron Modules | Schneider Electric | HR-325W | [5 empty] | Group Captive | HSEPL | Clean Solar Power Bellary Private Limited | Meera Corporation Kr | - | NA
BELLARY_BLOCK_3 | BELLARY_BLOCK_3_SMB8.4_S-12 | PV Solar Module String | - | BELLARY_BLOCK_3_SMB8.4 | 13.65 |  |  | 42 | Modules |  |  |  | Out of Warranty | Haeron Modules |  |  |  |  | Haeron Modules | Schneider Electric | HR-325W | [5 empty] | Group Captive | HSEPL | Clean Solar Power Bellary Private Limited | Meera Corporation Kr | - | NA
BELLARY_BLOCK_3 | BELLARY_BLOCK_3_SMB8.4_S-13 | PV Solar Module String | - | BELLARY_BLOCK_3_SMB8.4 | 13.65 |  |  | 42 | Modules |  |  |  | Out of Warranty | Haeron Modules |  |  |  |  | Haeron Modules | Schneider Electric | HR-325W | [5 empty] | Group Captive | HSEPL | Clean Solar Power Bellary Private Limited | Meera Corporation Kr | - | NA
BELLARY_BLOCK_4 | BELLARY_BLOCK_4_SMB1.1_S-1 | PV Solar Module String | - | BELLARY_BLOCK_4_SMB1.1 | 13.65 |  |  | 42 | Modules |  |  |  | Out of Warranty | Haeron Modules |  |  |  |  | Haeron Modules | Schneider Electric | HR-325W | [5 empty] | Group Captive | HSEPL | Clean Solar Power Bellary Private Limited | Meera Corporation Kr | - | NA
BELLARY_BLOCK_4 | BELLARY_BLOCK_4_SMB1.1_S-2 | PV Solar Module String | - | BELLARY_BLOCK_4_SMB1.1 | 13.65 |  |  | 42 | Modules |  |  |  | Out of Warranty | Haeron Modules |  |  |  |  | Haeron Modules | Schneider Electric | HR-325W | [5 empty] | Group Captive | HSEPL | Clean Solar Power Bellary Private Limited | Meera Corporation Kr | - | NA
BELLARY_BLOCK_4 | BELLARY_BLOCK_4_SMB1.1_S-3 | PV Solar Module String | - | BELLARY_BLOCK_4_SMB1.1 | 13.65 |  |  | 42 | Modules |  |  |  | Out of Warranty | Haeron Modules |  |  |  |  | Haeron Modules | Schneider Electric | HR-325W | [5 empty] | Group Captive | HSEPL | Clean Solar Power Bellary Private Limited | Meera Corporation Kr | - | NA
BELLARY_BLOCK_4 | BELLARY_BLOCK_4_SMB1.1_S-4 | PV Solar Module String | - | BELLARY_BLOCK_4_SMB1.1 | 13.65 |  |  | 42 | Modules |  |  |  | Out of Warranty | Haeron Modules |  |  |  |  | Haeron Modules | Schneider Electric | HR-325W | [5 empty] | Group Captive | HSEPL | Clean Solar Power Bellary Private Limited | Meera Corporation Kr | - | NA
BELLARY_BLOCK_4 | BELLARY_BLOCK_4_SMB1.1_S-5 | PV Solar Module String | - | BELLARY_BLOCK_4_SMB1.1 | 13.65 |  |  | 42 | Modules |  |  |  | Out of Warranty | Haeron Modules |  |  |  |  | Haeron Modules | Schneider Electric | HR-325W | [5 empty] | Group Captive | HSEPL | Clean Solar Power Bellary Private Limited | Meera Corporation Kr | - | NA
BELLARY_BLOCK_4 | BELLARY_BLOCK_4_SMB1.1_S-6 | PV Solar Module String | - | BELLARY_BLOCK_4_SMB1.1 | 13.65 |  |  | 42 | Modules |  |  |  | Out of Warranty | Haeron Modules |  |  |  |  | Haeron Modules | Schneider Electric | HR-325W | [5 empty] | Group Captive | HSEPL | Clean Solar Power Bellary Private Limited | Meera Corporation Kr | - | NA
BELLARY_BLOCK_4 | BELLARY_BLOCK_4_SMB1.1_S-7 | PV Solar Module String | - | BELLARY_BLOCK_4_SMB1.1 | 13.65 |  |  | 42 | Modules |  |  |  | Out of Warranty | Haeron Modules |  |  |  |  | Haeron Modules | Schneider Electric | HR-325W | [5 empty] | Group Captive | HSEPL | Clean Solar Power Bellary Private Limited | Meera Corporation Kr | - | NA
BELLARY_BLOCK_4 | BELLARY_BLOCK_4_SMB1.1_S-8 | PV Solar Module String | - | BELLARY_BLOCK_4_SMB1.1 | 13.65 |  |  | 42 | Modules |  |  |  | Out of Warranty | Haeron Modules |  |  |  |  | Haeron Modules | Schneider Electric | HR-325W | [5 empty] | Group Captive | HSEPL | Clean Solar Power Bellary Private Limited | Meera Corporation Kr | - | NA
BELLARY_BLOCK_4 | BELLARY_BLOCK_4_SMB1.1_S-9 | PV Solar Module String | - | BELLARY_BLOCK_4_SMB1.1 | 13.65 |  |  | 42 | Modules |  |  |  | Out of Warranty | Haeron Modules |  |  |  |  | Haeron Modules | Schneider Electric | HR-325W | [5 empty] | Group Captive | HSEPL | Clean Solar Power Bellary Private Limited | Meera Corporation Kr | - | NA
BELLARY_BLOCK_4 | BELLARY_BLOCK_4_SMB1.1_S-10 | PV Solar Module String | - | BELLARY_BLOCK_4_SMB1.1 | 13.65 |  |  | 42 | Modules |  |  |  | Out of Warranty | Haeron Modules |  |  |  |  | Haeron Modules | Schneider Electric | HR-325W | [5 empty] | Group Captive | HSEPL | Clean Solar Power Bellary Private Limited | Meera Corporation Kr | - | NA
BELLARY_BLOCK_4 | BELLARY_BLOCK_4_SMB1.1_S-11 | PV Solar Module String | - | BELLARY_BLOCK_4_SMB1.1 | 13.65 |  |  | 42 | Modules |  |  |  | Out of Warranty | Haeron Modules |  |  |  |  | Haeron Modules | Schneider Electric | HR-325W | [5 empty] | Group Captive | HSEPL | Clean Solar Power Bellary Private Limited | Meera Corporation Kr | - | NA
BELLARY_BLOCK_4 | BELLARY_BLOCK_4_SMB1.1_S-12 | PV Solar Module String | - | BELLARY_BLOCK_4_SMB1.1 | 13.65 |  |  | 42 | Modules |  |  |  | Out of Warranty | Haeron Modules |  |  |  |  | Haeron Modules | Schneider Electric | HR-325W | [5 empty] | Group Captive | HSEPL | Clean Solar Power Bellary Private Limited | Meera Corporation Kr | - | NA
BELLARY_BLOCK_4 | BELLARY_BLOCK_4_SMB1.1_S-13 | PV Solar Module String | - | BELLARY_BLOCK_4_SMB1.1 | 13.65 |  |  | 42 | Modules |  |  |  | Out of Warranty | Haeron Modules |  |  |  |  | Haeron Modules | Schneider Electric | HR-325W | [5 empty] | Group Captive | HSEPL | Clean Solar Power Bellary Private Limited | Meera Corporation Kr | - | NA
BELLARY_BLOCK_4 | BELLARY_BLOCK_4_SMB1.1_S-14 | PV Solar Module String | - | BELLARY_BLOCK_4_SMB1.1 | 13.65 |  |  | 42 | Modules |  |  |  | Out of Warranty | Haeron Modules |  |  |  |  | Haeron Modules | Schneider Electric | HR-325W | [5 empty] | Group Captive | HSEPL | Clean Solar Power Bellary Private Limited | Meera Corporation Kr | - | NA
BELLARY_BLOCK_4 | BELLARY_BLOCK_4_SMB1.2_S-1 | PV Solar Module String | - | BELLARY_BLOCK_4_SMB1.2 | 13.65 |  |  | 42 | Modules |  |  |  | Out of Warranty | Haeron Modules |  |  |  |  | Haeron Modules | Schneider Electric | HR-325W | [5 empty] | Group Captive | HSEPL | Clean Solar Power Bellary Private Limited | Meera Corporation Kr | - | NA
BELLARY_BLOCK_4 | BELLARY_BLOCK_4_SMB1.2_S-2 | PV Solar Module String | - | BELLARY_BLOCK_4_SMB1.2 | 13.65 |  |  | 42 | Modules |  |  |  | Out of Warranty | Haeron Modules |  |  |  |  | Haeron Modules | Schneider Electric | HR-325W | [5 empty] | Group Captive | HSEPL | Clean Solar Power Bellary Private Limited | Meera Corporation Kr | - | NA
BELLARY_BLOCK_4 | BELLARY_BLOCK_4_SMB1.2_S-3 | PV Solar Module String | - | BELLARY_BLOCK_4_SMB1.2 | 13.65 |  |  | 42 | Modules |  |  |  | Out of Warranty | Haeron Modules |  |  |  |  | Haeron Modules | Schneider Electric | HR-325W | [5 empty] | Group Captive | HSEPL | Clean Solar Power Bellary Private Limited | Meera Corporation Kr | - | NA
BELLARY_BLOCK_4 | BELLARY_BLOCK_4_SMB1.2_S-4 | PV Solar Module String | - | BELLARY_BLOCK_4_SMB1.2 | 13.65 |  |  | 42 | Modules |  |  |  | Out of Warranty | Haeron Modules |  |  |  |  | Haeron Modules | Schneider Electric | HR-325W | [5 empty] | Group Captive | HSEPL | Clean Solar Power Bellary Private Limited | Meera Corporation Kr | - | NA
BELLARY_BLOCK_4 | BELLARY_BLOCK_4_SMB1.2_S-5 | PV Solar Module String | - | BELLARY_BLOCK_4_SMB1.2 | 13.65 |  |  | 42 | Modules |  |  |  | Out of Warranty | Haeron Modules |  |  |  |  | Haeron Modules | Schneider Electric | HR-325W | [5 empty] | Group Captive | HSEPL | Clean Solar Power Bellary Private Limited | Meera Corporation Kr | - | NA
BELLARY_BLOCK_4 | BELLARY_BLOCK_4_SMB1.2_S-6 | PV Solar Module String | - | BELLARY_BLOCK_4_SMB1.2 | 13.65 |  |  | 42 | Modules |  |  |  | Out of Warranty | Haeron Modules |  |  |  |  | Haeron Modules | Schneider Electric | HR-325W | [5 empty] | Group Captive | HSEPL | Clean Solar Power Bellary Private Limited | Meera Corporation Kr | - | NA
BELLARY_BLOCK_4 | BELLARY_BLOCK_4_SMB1.2_S-7 | PV Solar Module String | - | BELLARY_BLOCK_4_SMB1.2 | 13.65 |  |  | 42 | Modules |  |  |  | Out of Warranty | Haeron Modules |  |  |  |  | Haeron Modules | Schneider Electric | HR-325W | [5 empty] | Group Captive | HSEPL | Clean Solar Power Bellary Private Limited | Meera Corporation Kr | - | NA
BELLARY_BLOCK_4 | BELLARY_BLOCK_4_SMB1.2_S-8 | PV Solar Module String | - | BELLARY_BLOCK_4_SMB1.2 | 13.65 |  |  | 42 | Modules |  |  |  | Out of Warranty | Haeron Modules |  |  |  |  | Haeron Modules | Schneider Electric | HR-325W | [5 empty] | Group Captive | HSEPL | Clean Solar Power Bellary Private Limited | Meera Corporation Kr | - | NA
BELLARY_BLOCK_4 | BELLARY_BLOCK_4_SMB1.2_S-9 | PV Solar Module String | - | BELLARY_BLOCK_4_SMB1.2 | 13.65 |  |  | 42 | Modules |  |  |  | Out of Warranty | Haeron Modules |  |  |  |  | Haeron Modules | Schneider Electric | HR-325W | [5 empty] | Group Captive | HSEPL | Clean Solar Power Bellary Private Limited | Meera Corporation Kr | - | NA
BELLARY_BLOCK_4 | BELLARY_BLOCK_4_SMB1.2_S-10 | PV Solar Module String | - | BELLARY_BLOCK_4_SMB1.2 | 13.65 |  |  | 42 | Modules |  |  |  | Out of Warranty | Haeron Modules |  |  |  |  | Haeron Modules | Schneider Electric | HR-325W | [5 empty] | Group Captive | HSEPL | Clean Solar Power Bellary Private Limited | Meera Corporation Kr | - | NA
BELLARY_BLOCK_4 | BELLARY_BLOCK_4_SMB1.2_S-11 | PV Solar Module String | - | BELLARY_BLOCK_4_SMB1.2 | 13.65 |  |  | 42 | Modules |  |  |  | Out of Warranty | Haeron Modules |  |  |  |  | Haeron Modules | Schneider Electric | HR-325W | [5 empty] | Group Captive | HSEPL | Clean Solar Power Bellary Private Limited | Meera Corporation Kr | - | NA
BELLARY_BLOCK_4 | BELLARY_BLOCK_4_SMB1.2_S-12 | PV Solar Module String | - | BELLARY_BLOCK_4_SMB1.2 | 13.65 |  |  | 42 | Modules |  |  |  | Out of Warranty | Haeron Modules |  |  |  |  | Haeron Modules | Schneider Electric | HR-325W | [5 empty] | Group Captive | HSEPL | Clean Solar Power Bellary Private Limited | Meera Corporation Kr | - | NA
BELLARY_BLOCK_4 | BELLARY_BLOCK_4_SMB1.2_S-13 | PV Solar Module String | - | BELLARY_BLOCK_4_SMB1.2 | 13.65 |  |  | 42 | Modules |  |  |  | Out of Warranty | Haeron Modules |  |  |  |  | Haeron Modules | Schneider Electric | HR-325W | [5 empty] | Group Captive | HSEPL | Clean Solar Power Bellary Private Limited | Meera Corporation Kr | - | NA
BELLARY_BLOCK_4 | BELLARY_BLOCK_4_SMB1.2_S-14 | PV Solar Module String | - | BELLARY_BLOCK_4_SMB1.2 | 13.65 |  |  | 42 | Modules |  |  |  | Out of Warranty | Haeron Modules |  |  |  |  | Haeron Modules | Schneider Electric | HR-325W | [5 empty] | Group Captive | HSEPL | Clean Solar Power Bellary Private Limited | Meera Corporation Kr | - | NA
BELLARY_BLOCK_4 | BELLARY_BLOCK_4_SMB1.3_S-1 | PV Solar Module String | - | BELLARY_BLOCK_4_SMB1.3 | 13.65 |  |  | 42 | Modules |  |  |  | Out of Warranty | Haeron Modules |  |  |  |  | Haeron Modules | Schneider Electric | HR-325W | [5 empty] | Group Captive | HSEPL | Clean Solar Power Bellary Private Limited | Meera Corporation Kr | - | NA
BELLARY_BLOCK_4 | BELLARY_BLOCK_4_SMB1.3_S-2 | PV Solar Module String | - | BELLARY_BLOCK_4_SMB1.3 | 13.65 |  |  | 42 | Modules |  |  |  | Out of Warranty | Haeron Modules |  |  |  |  | Haeron Modules | Schneider Electric | HR-325W | [5 empty] | Group Captive | HSEPL | Clean Solar Power Bellary Private Limited | Meera Corporation Kr | - | NA
BELLARY_BLOCK_4 | BELLARY_BLOCK_4_SMB1.3_S-3 | PV Solar Module String | - | BELLARY_BLOCK_4_SMB1.3 | 13.65 |  |  | 42 | Modules |  |  |  | Out of Warranty | Haeron Modules |  |  |  |  | Haeron Modules | Schneider Electric | HR-325W | [5 empty] | Group Captive | HSEPL | Clean Solar Power Bellary Private Limited | Meera Corporation Kr | - | NA
BELLARY_BLOCK_4 | BELLARY_BLOCK_4_SMB1.3_S-4 | PV Solar Module String | - | BELLARY_BLOCK_4_SMB1.3 | 13.65 |  |  | 42 | Modules |  |  |  | Out of Warranty | Haeron Modules |  |  |  |  | Haeron Modules | Schneider Electric | HR-325W | [5 empty] | Group Captive | HSEPL | Clean Solar Power Bellary Private Limited | Meera Corporation Kr | - | NA
BELLARY_BLOCK_4 | BELLARY_BLOCK_4_SMB1.3_S-5 | PV Solar Module String | - | BELLARY_BLOCK_4_SMB1.3 | 13.65 |  |  | 42 | Modules |  |  |  | Out of Warranty | Haeron Modules |  |  |  |  | Haeron Modules | Schneider Electric | HR-325W | [5 empty] | Group Captive | HSEPL | Clean Solar Power Bellary Private Limited | Meera Corporation Kr | - | NA
BELLARY_BLOCK_4 | BELLARY_BLOCK_4_SMB1.3_S-6 | PV Solar Module String | - | BELLARY_BLOCK_4_SMB1.3 | 13.65 |  |  | 42 | Modules |  |  |  | Out of Warranty | Haeron Modules |  |  |  |  | Haeron Modules | Schneider Electric | HR-325W | [5 empty] | Group Captive | HSEPL | Clean Solar Power Bellary Private Limited | Meera Corporation Kr | - | NA
BELLARY_BLOCK_4 | BELLARY_BLOCK_4_SMB1.3_S-7 | PV Solar Module String | - | BELLARY_BLOCK_4_SMB1.3 | 13.65 |  |  | 42 | Modules |  |  |  | Out of Warranty | Haeron Modules |  |  |  |  | Haeron Modules | Schneider Electric | HR-325W | [5 empty] | Group Captive | HSEPL | Clean Solar Power Bellary Private Limited | Meera Corporation Kr | - | NA
BELLARY_BLOCK_4 | BELLARY_BLOCK_4_SMB1.3_S-8 | PV Solar Module String | - | BELLARY_BLOCK_4_SMB1.3 | 13.65 |  |  | 42 | Modules |  |  |  | Out of Warranty | Haeron Modules |  |  |  |  | Haeron Modules | Schneider Electric | HR-325W | [5 empty] | Group Captive | HSEPL | Clean Solar Power Bellary Private Limited | Meera Corporation Kr | - | NA
BELLARY_BLOCK_4 | BELLARY_BLOCK_4_SMB1.3_S-9 | PV Solar Module String | - | BELLARY_BLOCK_4_SMB1.3 | 13.65 |  |  | 42 | Modules |  |  |  | Out of Warranty | Haeron Modules |  |  |  |  | Haeron Modules | Schneider Electric | HR-325W | [5 empty] | Group Captive | HSEPL | Clean Solar Power Bellary Private Limited | Meera Corporation Kr | - | NA
BELLARY_BLOCK_4 | BELLARY_BLOCK_4_SMB1.3_S-10 | PV Solar Module String | - | BELLARY_BLOCK_4_SMB1.3 | 13.65 |  |  | 42 | Modules |  |  |  | Out of Warranty | Haeron Modules |  |  |  |  | Haeron Modules | Schneider Electric | HR-325W | [5 empty] | Group Captive | HSEPL | Clean Solar Power Bellary Private Limited | Meera Corporation Kr | - | NA
BELLARY_BLOCK_4 | BELLARY_BLOCK_4_SMB1.3_S-11 | PV Solar Module String | - | BELLARY_BLOCK_4_SMB1.3 | 13.65 |  |  | 42 | Modules |  |  |  | Out of Warranty | Haeron Modules |  |  |  |  | Haeron Modules | Schneider Electric | HR-325W | [5 empty] | Group Captive | HSEPL | Clean Solar Power Bellary Private Limited | Meera Corporation Kr | - | NA
BELLARY_BLOCK_4 | BELLARY_BLOCK_4_SMB1.3_S-12 | PV Solar Module String | - | BELLARY_BLOCK_4_SMB1.3 | 13.65 |  |  | 42 | Modules |  |  |  | Out of Warranty | Haeron Modules |  |  |  |  | Haeron Modules | Schneider Electric | HR-325W | [5 empty] | Group Captive | HSEPL | Clean Solar Power Bellary Private Limited | Meera Corporation Kr | - | NA
BELLARY_BLOCK_4 | BELLARY_BLOCK_4_SMB1.3_S-13 | PV Solar Module String | - | BELLARY_BLOCK_4_SMB1.3 | 13.65 |  |  | 42 | Modules |  |  |  | Out of Warranty | Haeron Modules |  |  |  |  | Haeron Modules | Schneider Electric | HR-325W | [5 empty] | Group Captive | HSEPL | Clean Solar Power Bellary Private Limited | Meera Corporation Kr | - | NA
BELLARY_BLOCK_4 | BELLARY_BLOCK_4_SMB1.4_S-1 | PV Solar Module String | - | BELLARY_BLOCK_4_SMB1.4 | 13.65 |  |  | 42 | Modules |  |  |  | Out of Warranty | Haeron Modules |  |  |  |  | Haeron Modules | Schneider Electric | HR-325W | [5 empty] | Group Captive | HSEPL | Clean Solar Power Bellary Private Limited | Meera Corporation Kr | - | NA
BELLARY_BLOCK_4 | BELLARY_BLOCK_4_SMB1.4_S-2 | PV Solar Module String | - | BELLARY_BLOCK_4_SMB1.4 | 13.65 |  |  | 42 | Modules |  |  |  | Out of Warranty | Haeron Modules |  |  |  |  | Haeron Modules | Schneider Electric | HR-325W | [5 empty] | Group Captive | HSEPL | Clean Solar Power Bellary Private Limited | Meera Corporation Kr | - | NA
BELLARY_BLOCK_4 | BELLARY_BLOCK_4_SMB1.4_S-3 | PV Solar Module String | - | BELLARY_BLOCK_4_SMB1.4 | 13.65 |  |  | 42 | Modules |  |  |  | Out of Warranty | Haeron Modules |  |  |  |  | Haeron Modules | Schneider Electric | HR-325W | [5 empty] | Group Captive | HSEPL | Clean Solar Power Bellary Private Limited | Meera Corporation Kr | - | NA
BELLARY_BLOCK_4 | BELLARY_BLOCK_4_SMB1.4_S-4 | PV Solar Module String | - | BELLARY_BLOCK_4_SMB1.4 | 13.65 |  |  | 42 | Modules |  |  |  | Out of Warranty | Haeron Modules |  |  |  |  | Haeron Modules | Schneider Electric | HR-325W | [5 empty] | Group Captive | HSEPL | Clean Solar Power Bellary Private Limited | Meera Corporation Kr | - | NA
BELLARY_BLOCK_4 | BELLARY_BLOCK_4_SMB1.4_S-5 | PV Solar Module String | - | BELLARY_BLOCK_4_SMB1.4 | 13.65 |  |  | 42 | Modules |  |  |  | Out of Warranty | Haeron Modules |  |  |  |  | Haeron Modules | Schneider Electric | HR-325W | [5 empty] | Group Captive | HSEPL | Clean Solar Power Bellary Private Limited | Meera Corporation Kr | - | NA
BELLARY_BLOCK_4 | BELLARY_BLOCK_4_SMB1.4_S-6 | PV Solar Module String | - | BELLARY_BLOCK_4_SMB1.4 | 13.65 |  |  | 42 | Modules |  |  |  | Out of Warranty | Haeron Modules |  |  |  |  | Haeron Modules | Schneider Electric | HR-325W | [5 empty] | Group Captive | HSEPL | Clean Solar Power Bellary Private Limited | Meera Corporation Kr | - | NA
BELLARY_BLOCK_4 | BELLARY_BLOCK_4_SMB1.4_S-7 | PV Solar Module String | - | BELLARY_BLOCK_4_SMB1.4 | 13.65 |  |  | 42 | Modules |  |  |  | Out of Warranty | Haeron Modules |  |  |  |  | Haeron Modules | Schneider Electric | HR-325W | [5 empty] | Group Captive | HSEPL | Clean Solar Power Bellary Private Limited | Meera Corporation Kr | - | NA
BELLARY_BLOCK_4 | BELLARY_BLOCK_4_SMB1.4_S-8 | PV Solar Module String | - | BELLARY_BLOCK_4_SMB1.4 | 13.65 |  |  | 42 | Modules |  |  |  | Out of Warranty | Haeron Modules |  |  |  |  | Haeron Modules | Schneider Electric | HR-325W | [5 empty] | Group Captive | HSEPL | Clean Solar Power Bellary Private Limited | Meera Corporation Kr | - | NA
BELLARY_BLOCK_4 | BELLARY_BLOCK_4_SMB1.4_S-9 | PV Solar Module String | - | BELLARY_BLOCK_4_SMB1.4 | 13.65 |  |  | 42 | Modules |  |  |  | Out of Warranty | Haeron Modules |  |  |  |  | Haeron Modules | Schneider Electric | HR-325W | [5 empty] | Group Captive | HSEPL | Clean Solar Power Bellary Private Limited | Meera Corporation Kr | - | NA
BELLARY_BLOCK_4 | BELLARY_BLOCK_4_SMB1.4_S-10 | PV Solar Module String | - | BELLARY_BLOCK_4_SMB1.4 | 13.65 |  |  | 42 | Modules |  |  |  | Out of Warranty | Haeron Modules |  |  |  |  | Haeron Modules | Schneider Electric | HR-325W | [5 empty] | Group Captive | HSEPL | Clean Solar Power Bellary Private Limited | Meera Corporation Kr | - | NA
BELLARY_BLOCK_4 | BELLARY_BLOCK_4_SMB1.4_S-11 | PV Solar Module String | - | BELLARY_BLOCK_4_SMB1.4 | 13.65 |  |  | 42 | Modules |  |  |  | Out of Warranty | Haeron Modules |  |  |  |  | Haeron Modules | Schneider Electric | HR-325W | [5 empty] | Group Captive | HSEPL | Clean Solar Power Bellary Private Limited | Meera Corporation Kr | - | NA
BELLARY_BLOCK_4 | BELLARY_BLOCK_4_SMB1.4_S-12 | PV Solar Module String | - | BELLARY_BLOCK_4_SMB1.4 | 13.65 |  |  | 42 | Modules |  |  |  | Out of Warranty | Haeron Modules |  |  |  |  | Haeron Modules | Schneider Electric | HR-325W | [5 empty] | Group Captive | HSEPL | Clean Solar Power Bellary Private Limited | Meera Corporation Kr | - | NA
BELLARY_BLOCK_4 | BELLARY_BLOCK_4_SMB1.4_S-13 | PV Solar Module String | - | BELLARY_BLOCK_4_SMB1.4 | 13.65 |  |  | 42 | Modules |  |  |  | Out of Warranty | Haeron Modules |  |  |  |  | Haeron Modules | Schneider Electric | HR-325W | [5 empty] | Group Captive | HSEPL | Clean Solar Power Bellary Private Limited | Meera Corporation Kr | - | NA
BELLARY_BLOCK_4 | BELLARY_BLOCK_4_SMB2.1_S-1 | PV Solar Module String | - | BELLARY_BLOCK_4_SMB2.1 | 13.65 |  |  | 42 | Modules |  |  |  | Out of Warranty | Haeron Modules |  |  |  |  | Haeron Modules | Schneider Electric | HR-325W | [5 empty] | Group Captive | HSEPL | Clean Solar Power Bellary Private Limited | Meera Corporation Kr | - | NA
BELLARY_BLOCK_4 | BELLARY_BLOCK_4_SMB2.1_S-2 | PV Solar Module String | - | BELLARY_BLOCK_4_SMB2.1 | 13.65 |  |  | 42 | Modules |  |  |  | Out of Warranty | Haeron Modules |  |  |  |  | Haeron Modules | Schneider Electric | HR-325W | [5 empty] | Group Captive | HSEPL | Clean Solar Power Bellary Private Limited | Meera Corporation Kr | - | NA
BELLARY_BLOCK_4 | BELLARY_BLOCK_4_SMB2.1_S-3 | PV Solar Module String | - | BELLARY_BLOCK_4_SMB2.1 | 13.65 |  |  | 42 | Modules |  |  |  | Out of Warranty | Haeron Modules |  |  |  |  | Haeron Modules | Schneider Electric | HR-325W | [5 empty] | Group Captive | HSEPL | Clean Solar Power Bellary Private Limited | Meera Corporation Kr | - | NA
BELLARY_BLOCK_4 | BELLARY_BLOCK_4_SMB2.1_S-4 | PV Solar Module String | - | BELLARY_BLOCK_4_SMB2.1 | 13.65 |  |  | 42 | Modules |  |  |  | Out of Warranty | Haeron Modules |  |  |  |  | Haeron Modules | Schneider Electric | HR-325W | [5 empty] | Group Captive | HSEPL | Clean Solar Power Bellary Private Limited | Meera Corporation Kr | - | NA
BELLARY_BLOCK_4 | BELLARY_BLOCK_4_SMB2.1_S-5 | PV Solar Module String | - | BELLARY_BLOCK_4_SMB2.1 | 13.65 |  |  | 42 | Modules |  |  |  | Out of Warranty | Haeron Modules |  |  |  |  | Haeron Modules | Schneider Electric | HR-325W | [5 empty] | Group Captive | HSEPL | Clean Solar Power Bellary Private Limited | Meera Corporation Kr | - | NA
BELLARY_BLOCK_4 | BELLARY_BLOCK_4_SMB2.1_S-6 | PV Solar Module String | - | BELLARY_BLOCK_4_SMB2.1 | 13.65 |  |  | 42 | Modules |  |  |  | Out of Warranty | Haeron Modules |  |  |  |  | Haeron Modules | Schneider Electric | HR-325W | [5 empty] | Group Captive | HSEPL | Clean Solar Power Bellary Private Limited | Meera Corporation Kr | - | NA
BELLARY_BLOCK_4 | BELLARY_BLOCK_4_SMB2.1_S-7 | PV Solar Module String | - | BELLARY_BLOCK_4_SMB2.1 | 13.65 |  |  | 42 | Modules |  |  |  | Out of Warranty | Haeron Modules |  |  |  |  | Haeron Modules | Schneider Electric | HR-325W | [5 empty] | Group Captive | HSEPL | Clean Solar Power Bellary Private Limited | Meera Corporation Kr | - | NA
BELLARY_BLOCK_4 | BELLARY_BLOCK_4_SMB2.1_S-8 | PV Solar Module String | - | BELLARY_BLOCK_4_SMB2.1 | 13.65 |  |  | 42 | Modules |  |  |  | Out of Warranty | Haeron Modules |  |  |  |  | Haeron Modules | Schneider Electric | HR-325W | [5 empty] | Group Captive | HSEPL | Clean Solar Power Bellary Private Limited | Meera Corporation Kr | - | NA
BELLARY_BLOCK_4 | BELLARY_BLOCK_4_SMB2.1_S-9 | PV Solar Module String | - | BELLARY_BLOCK_4_SMB2.1 | 13.65 |  |  | 42 | Modules |  |  |  | Out of Warranty | Haeron Modules |  |  |  |  | Haeron Modules | Schneider Electric | HR-325W | [5 empty] | Group Captive | HSEPL | Clean Solar Power Bellary Private Limited | Meera Corporation Kr | - | NA
BELLARY_BLOCK_4 | BELLARY_BLOCK_4_SMB2.1_S-10 | PV Solar Module String | - | BELLARY_BLOCK_4_SMB2.1 | 13.65 |  |  | 42 | Modules |  |  |  | Out of Warranty | Haeron Modules |  |  |  |  | Haeron Modules | Schneider Electric | HR-325W | [5 empty] | Group Captive | HSEPL | Clean Solar Power Bellary Private Limited | Meera Corporation Kr | - | NA
BELLARY_BLOCK_4 | BELLARY_BLOCK_4_SMB2.1_S-11 | PV Solar Module String | - | BELLARY_BLOCK_4_SMB2.1 | 13.65 |  |  | 42 | Modules |  |  |  | Out of Warranty | Haeron Modules |  |  |  |  | Haeron Modules | Schneider Electric | HR-325W | [5 empty] | Group Captive | HSEPL | Clean Solar Power Bellary Private Limited | Meera Corporation Kr | - | NA
BELLARY_BLOCK_4 | BELLARY_BLOCK_4_SMB2.1_S-12 | PV Solar Module String | - | BELLARY_BLOCK_4_SMB2.1 | 13.65 |  |  | 42 | Modules |  |  |  | Out of Warranty | Haeron Modules |  |  |  |  | Haeron Modules | Schneider Electric | HR-325W | [5 empty] | Group Captive | HSEPL | Clean Solar Power Bellary Private Limited | Meera Corporation Kr | - | NA
BELLARY_BLOCK_4 | BELLARY_BLOCK_4_SMB2.1_S-13 | PV Solar Module String | - | BELLARY_BLOCK_4_SMB2.1 | 13.65 |  |  | 42 | Modules |  |  |  | Out of Warranty | Haeron Modules |  |  |  |  | Haeron Modules | Schneider Electric | HR-325W | [5 empty] | Group Captive | HSEPL | Clean Solar Power Bellary Private Limited | Meera Corporation Kr | - | NA
BELLARY_BLOCK_4 | BELLARY_BLOCK_4_SMB2.1_S-14 | PV Solar Module String | - | BELLARY_BLOCK_4_SMB2.1 | 13.65 |  |  | 42 | Modules |  |  |  | Out of Warranty | Haeron Modules |  |  |  |  | Haeron Modules | Schneider Electric | HR-325W | [5 empty] | Group Captive | HSEPL | Clean Solar Power Bellary Private Limited | Meera Corporation Kr | - | NA
BELLARY_BLOCK_4 | BELLARY_BLOCK_4_SMB2.2_S-1 | PV Solar Module String | - | BELLARY_BLOCK_4_SMB2.2 | 13.65 |  |  | 42 | Modules |  |  |  | Out of Warranty | Haeron Modules |  |  |  |  | Haeron Modules | Schneider Electric | HR-325W | [5 empty] | Group Captive | HSEPL | Clean Solar Power Bellary Private Limited | Meera Corporation Kr | - | NA
BELLARY_BLOCK_4 | BELLARY_BLOCK_4_SMB2.2_S-2 | PV Solar Module String | - | BELLARY_BLOCK_4_SMB2.2 | 13.65 |  |  | 42 | Modules |  |  |  | Out of Warranty | Haeron Modules |  |  |  |  | Haeron Modules | Schneider Electric | HR-325W | [5 empty] | Group Captive | HSEPL | Clean Solar Power Bellary Private Limited | Meera Corporation Kr | - | NA
BELLARY_BLOCK_4 | BELLARY_BLOCK_4_SMB2.2_S-3 | PV Solar Module String | - | BELLARY_BLOCK_4_SMB2.2 | 13.65 |  |  | 42 | Modules |  |  |  | Out of Warranty | Haeron Modules |  |  |  |  | Haeron Modules | Schneider Electric | HR-325W | [5 empty] | Group Captive | HSEPL | Clean Solar Power Bellary Private Limited | Meera Corporation Kr | - | NA
BELLARY_BLOCK_4 | BELLARY_BLOCK_4_SMB2.2_S-4 | PV Solar Module String | - | BELLARY_BLOCK_4_SMB2.2 | 13.65 |  |  | 42 | Modules |  |  |  | Out of Warranty | Haeron Modules |  |  |  |  | Haeron Modules | Schneider Electric | HR-325W | [5 empty] | Group Captive | HSEPL | Clean Solar Power Bellary Private Limited | Meera Corporation Kr | - | NA
BELLARY_BLOCK_4 | BELLARY_BLOCK_4_SMB2.2_S-5 | PV Solar Module String | - | BELLARY_BLOCK_4_SMB2.2 | 13.65 |  |  | 42 | Modules |  |  |  | Out of Warranty | Haeron Modules |  |  |  |  | Haeron Modules | Schneider Electric | HR-325W | [5 empty] | Group Captive | HSEPL | Clean Solar Power Bellary Private Limited | Meera Corporation Kr | - | NA
BELLARY_BLOCK_4 | BELLARY_BLOCK_4_SMB2.2_S-6 | PV Solar Module String | - | BELLARY_BLOCK_4_SMB2.2 | 13.65 |  |  | 42 | Modules |  |  |  | Out of Warranty | Haeron Modules |  |  |  |  | Haeron Modules | Schneider Electric | HR-325W | [5 empty] | Group Captive | HSEPL | Clean Solar Power Bellary Private Limited | Meera Corporation Kr | - | NA
BELLARY_BLOCK_4 | BELLARY_BLOCK_4_SMB2.2_S-7 | PV Solar Module String | - | BELLARY_BLOCK_4_SMB2.2 | 13.65 |  |  | 42 | Modules |  |  |  | Out of Warranty | Haeron Modules |  |  |  |  | Haeron Modules | Schneider Electric | HR-325W | [5 empty] | Group Captive | HSEPL | Clean Solar Power Bellary Private Limited | Meera Corporation Kr | - | NA
BELLARY_BLOCK_4 | BELLARY_BLOCK_4_SMB2.2_S-8 | PV Solar Module String | - | BELLARY_BLOCK_4_SMB2.2 | 13.65 |  |  | 42 | Modules |  |  |  | Out of Warranty | Haeron Modules |  |  |  |  | Haeron Modules | Schneider Electric | HR-325W | [5 empty] | Group Captive | HSEPL | Clean Solar Power Bellary Private Limited | Meera Corporation Kr | - | NA
BELLARY_BLOCK_4 | BELLARY_BLOCK_4_SMB2.2_S-9 | PV Solar Module String | - | BELLARY_BLOCK_4_SMB2.2 | 13.65 |  |  | 42 | Modules |  |  |  | Out of Warranty | Haeron Modules |  |  |  |  | Haeron Modules | Schneider Electric | HR-325W | [5 empty] | Group Captive | HSEPL | Clean Solar Power Bellary Private Limited | Meera Corporation Kr | - | NA
BELLARY_BLOCK_4 | BELLARY_BLOCK_4_SMB2.2_S-10 | PV Solar Module String | - | BELLARY_BLOCK_4_SMB2.2 | 13.65 |  |  | 42 | Modules |  |  |  | Out of Warranty | Haeron Modules |  |  |  |  | Haeron Modules | Schneider Electric | HR-325W | [5 empty] | Group Captive | HSEPL | Clean Solar Power Bellary Private Limited | Meera Corporation Kr | - | NA
BELLARY_BLOCK_4 | BELLARY_BLOCK_4_SMB2.2_S-11 | PV Solar Module String | - | BELLARY_BLOCK_4_SMB2.2 | 13.65 |  |  | 42 | Modules |  |  |  | Out of Warranty | Haeron Modules |  |  |  |  | Haeron Modules | Schneider Electric | HR-325W | [5 empty] | Group Captive | HSEPL | Clean Solar Power Bellary Private Limited | Meera Corporation Kr | - | NA
BELLARY_BLOCK_4 | BELLARY_BLOCK_4_SMB2.2_S-12 | PV Solar Module String | - | BELLARY_BLOCK_4_SMB2.2 | 6.825 |  |  | 21 | Modules |  |  |  | Out of Warranty | Haeron Modules |  |  |  |  | Haeron Modules | Schneider Electric | HR-325W | [5 empty] | Group Captive | HSEPL | Clean Solar Power Bellary Private Limited | Meera Corporation Kr | - | NA
BELLARY_BLOCK_4 | BELLARY_BLOCK_4_SMB2.3_S-1 | PV Solar Module String | - | BELLARY_BLOCK_4_SMB2.3 | 13.65 |  |  | 42 | Modules |  |  |  | Out of Warranty | Haeron Modules |  |  |  |  | Haeron Modules | Schneider Electric | HR-325W | [5 empty] | Group Captive | HSEPL | Clean Solar Power Bellary Private Limited | Meera Corporation Kr | - | NA
BELLARY_BLOCK_4 | BELLARY_BLOCK_4_SMB2.3_S-2 | PV Solar Module String | - | BELLARY_BLOCK_4_SMB2.3 | 13.65 |  |  | 42 | Modules |  |  |  | Out of Warranty | Haeron Modules |  |  |  |  | Haeron Modules | Schneider Electric | HR-325W | [5 empty] | Group Captive | HSEPL | Clean Solar Power Bellary Private Limited | Meera Corporation Kr | - | NA
BELLARY_BLOCK_4 | BELLARY_BLOCK_4_SMB2.3_S-3 | PV Solar Module String | - | BELLARY_BLOCK_4_SMB2.3 | 13.65 |  |  | 42 | Modules |  |  |  | Out of Warranty | Haeron Modules |  |  |  |  | Haeron Modules | Schneider Electric | HR-325W | [5 empty] | Group Captive | HSEPL | Clean Solar Power Bellary Private Limited | Meera Corporation Kr | - | NA
BELLARY_BLOCK_4 | BELLARY_BLOCK_4_SMB2.3_S-4 | PV Solar Module String | - | BELLARY_BLOCK_4_SMB2.3 | 13.65 |  |  | 42 | Modules |  |  |  | Out of Warranty | Haeron Modules |  |  |  |  | Haeron Modules | Schneider Electric | HR-325W | [5 empty] | Group Captive | HSEPL | Clean Solar Power Bellary Private Limited | Meera Corporation Kr | - | NA
BELLARY_BLOCK_4 | BELLARY_BLOCK_4_SMB2.3_S-5 | PV Solar Module String | - | BELLARY_BLOCK_4_SMB2.3 | 13.65 |  |  | 42 | Modules |  |  |  | Out of Warranty | Haeron Modules |  |  |  |  | Haeron Modules | Schneider Electric | HR-325W | [5 empty] | Group Captive | HSEPL | Clean Solar Power Bellary Private Limited | Meera Corporation Kr | - | NA
BELLARY_BLOCK_4 | BELLARY_BLOCK_4_SMB2.3_S-6 | PV Solar Module String | - | BELLARY_BLOCK_4_SMB2.3 | 13.65 |  |  | 42 | Modules |  |  |  | Out of Warranty | Haeron Modules |  |  |  |  | Haeron Modules | Schneider Electric | HR-325W | [5 empty] | Group Captive | HSEPL | Clean Solar Power Bellary Private Limited | Meera Corporation Kr | - | NA
BELLARY_BLOCK_4 | BELLARY_BLOCK_4_SMB2.3_S-7 | PV Solar Module String | - | BELLARY_BLOCK_4_SMB2.3 | 13.65 |  |  | 42 | Modules |  |  |  | Out of Warranty | Haeron Modules |  |  |  |  | Haeron Modules | Schneider Electric | HR-325W | [5 empty] | Group Captive | HSEPL | Clean Solar Power Bellary Private Limited | Meera Corporation Kr | - | NA
BELLARY_BLOCK_4 | BELLARY_BLOCK_4_SMB2.3_S-8 | PV Solar Module String | - | BELLARY_BLOCK_4_SMB2.3 | 13.65 |  |  | 42 | Modules |  |  |  | Out of Warranty | Haeron Modules |  |  |  |  | Haeron Modules | Schneider Electric | HR-325W | [5 empty] | Group Captive | HSEPL | Clean Solar Power Bellary Private Limited | Meera Corporation Kr | - | NA
BELLARY_BLOCK_4 | BELLARY_BLOCK_4_SMB2.3_S-9 | PV Solar Module String | - | BELLARY_BLOCK_4_SMB2.3 | 13.65 |  |  | 42 | Modules |  |  |  | Out of Warranty | Haeron Modules |  |  |  |  | Haeron Modules | Schneider Electric | HR-325W | [5 empty] | Group Captive | HSEPL | Clean Solar Power Bellary Private Limited | Meera Corporation Kr | - | NA
BELLARY_BLOCK_4 | BELLARY_BLOCK_4_SMB2.3_S-10 | PV Solar Module String | - | BELLARY_BLOCK_4_SMB2.3 | 13.65 |  |  | 42 | Modules |  |  |  | Out of Warranty | Haeron Modules |  |  |  |  | Haeron Modules | Schneider Electric | HR-325W | [5 empty] | Group Captive | HSEPL | Clean Solar Power Bellary Private Limited | Meera Corporation Kr | - | NA
BELLARY_BLOCK_4 | BELLARY_BLOCK_4_SMB2.3_S-11 | PV Solar Module String | - | BELLARY_BLOCK_4_SMB2.3 | 13.65 |  |  | 42 | Modules |  |  |  | Out of Warranty | Haeron Modules |  |  |  |  | Haeron Modules | Schneider Electric | HR-325W | [5 empty] | Group Captive | HSEPL | Clean Solar Power Bellary Private Limited | Meera Corporation Kr | - | NA
BELLARY_BLOCK_4 | BELLARY_BLOCK_4_SMB2.3_S-12 | PV Solar Module String | - | BELLARY_BLOCK_4_SMB2.3 | 13.65 |  |  | 42 | Modules |  |  |  | Out of Warranty | Haeron Modules |  |  |  |  | Haeron Modules | Schneider Electric | HR-325W | [5 empty] | Group Captive | HSEPL | Clean Solar Power Bellary Private Limited | Meera Corporation Kr | - | NA
BELLARY_BLOCK_4 | BELLARY_BLOCK_4_SMB2.3_S-13 | PV Solar Module String | - | BELLARY_BLOCK_4_SMB2.3 | 13.65 |  |  | 42 | Modules |  |  |  | Out of Warranty | Haeron Modules |  |  |  |  | Haeron Modules | Schneider Electric | HR-325W | [5 empty] | Group Captive | HSEPL | Clean Solar Power Bellary Private Limited | Meera Corporation Kr | - | NA
BELLARY_BLOCK_4 | BELLARY_BLOCK_4_SMB2.3_S-14 | PV Solar Module String | - | BELLARY_BLOCK_4_SMB2.3 | 13.65 |  |  | 42 | Modules |  |  |  | Out of Warranty | Haeron Modules |  |  |  |  | Haeron Modules | Schneider Electric | HR-325W | [5 empty] | Group Captive | HSEPL | Clean Solar Power Bellary Private Limited | Meera Corporation Kr | - | NA
BELLARY_BLOCK_4 | BELLARY_BLOCK_4_SMB2.3_S-15 | PV Solar Module String | - | BELLARY_BLOCK_4_SMB2.3 | 13.65 |  |  | 42 | Modules |  |  |  | Out of Warranty | Haeron Modules |  |  |  |  | Haeron Modules | Schneider Electric | HR-325W | [5 empty] | Group Captive | HSEPL | Clean Solar Power Bellary Private Limited | Meera Corporation Kr | - | NA
BELLARY_BLOCK_4 | BELLARY_BLOCK_4_SMB2.3_S-16 | PV Solar Module String | - | BELLARY_BLOCK_4_SMB2.3 | 6.825 |  |  | 21 | Modules |  |  |  | Out of Warranty | Haeron Modules |  |  |  |  | Haeron Modules | Schneider Electric | HR-325W | [5 empty] | Group Captive | HSEPL | Clean Solar Power Bellary Private Limited | Meera Corporation Kr | - | NA
BELLARY_BLOCK_4 | BELLARY_BLOCK_4_SMB2.4_S-1 | PV Solar Module String | - | BELLARY_BLOCK_4_SMB2.4 | 13.65 |  |  | 42 | Modules |  |  |  | Out of Warranty | Haeron Modules |  |  |  |  | Haeron Modules | Schneider Electric | HR-325W | [5 empty] | Group Captive | HSEPL | Clean Solar Power Bellary Private Limited | Meera Corporation Kr | - | NA
BELLARY_BLOCK_4 | BELLARY_BLOCK_4_SMB2.4_S-2 | PV Solar Module String | - | BELLARY_BLOCK_4_SMB2.4 | 13.65 |  |  | 42 | Modules |  |  |  | Out of Warranty | Haeron Modules |  |  |  |  | Haeron Modules | Schneider Electric | HR-325W | [5 empty] | Group Captive | HSEPL | Clean Solar Power Bellary Private Limited | Meera Corporation Kr | - | NA
BELLARY_BLOCK_4 | BELLARY_BLOCK_4_SMB2.4_S-3 | PV Solar Module String | - | BELLARY_BLOCK_4_SMB2.4 | 13.65 |  |  | 42 | Modules |  |  |  | Out of Warranty | Haeron Modules |  |  |  |  | Haeron Modules | Schneider Electric | HR-325W | [5 empty] | Group Captive | HSEPL | Clean Solar Power Bellary Private Limited | Meera Corporation Kr | - | NA
BELLARY_BLOCK_4 | BELLARY_BLOCK_4_SMB2.4_S-4 | PV Solar Module String | - | BELLARY_BLOCK_4_SMB2.4 | 13.65 |  |  | 42 | Modules |  |  |  | Out of Warranty | Haeron Modules |  |  |  |  | Haeron Modules | Schneider Electric | HR-325W | [5 empty] | Group Captive | HSEPL | Clean Solar Power Bellary Private Limited | Meera Corporation Kr | - | NA
BELLARY_BLOCK_4 | BELLARY_BLOCK_4_SMB2.4_S-5 | PV Solar Module String | - | BELLARY_BLOCK_4_SMB2.4 | 13.65 |  |  | 42 | Modules |  |  |  | Out of Warranty | Haeron Modules |  |  |  |  | Haeron Modules | Schneider Electric | HR-325W | [5 empty] | Group Captive | HSEPL | Clean Solar Power Bellary Private Limited | Meera Corporation Kr | - | NA
BELLARY_BLOCK_4 | BELLARY_BLOCK_4_SMB2.4_S-6 | PV Solar Module String | - | BELLARY_BLOCK_4_SMB2.4 | 13.65 |  |  | 42 | Modules |  |  |  | Out of Warranty | Haeron Modules |  |  |  |  | Haeron Modules | Schneider Electric | HR-325W | [5 empty] | Group Captive | HSEPL | Clean Solar Power Bellary Private Limited | Meera Corporation Kr | - | NA
BELLARY_BLOCK_4 | BELLARY_BLOCK_4_SMB2.4_S-7 | PV Solar Module String | - | BELLARY_BLOCK_4_SMB2.4 | 13.65 |  |  | 42 | Modules |  |  |  | Out of Warranty | Haeron Modules |  |  |  |  | Haeron Modules | Schneider Electric | HR-325W | [5 empty] | Group Captive | HSEPL | Clean Solar Power Bellary Private Limited | Meera Corporation Kr | - | NA
BELLARY_BLOCK_4 | BELLARY_BLOCK_4_SMB2.4_S-8 | PV Solar Module String | - | BELLARY_BLOCK_4_SMB2.4 | 13.65 |  |  | 42 | Modules |  |  |  | Out of Warranty | Haeron Modules |  |  |  |  | Haeron Modules | Schneider Electric | HR-325W | [5 empty] | Group Captive | HSEPL | Clean Solar Power Bellary Private Limited | Meera Corporation Kr | - | NA
BELLARY_BLOCK_4 | BELLARY_BLOCK_4_SMB2.4_S-9 | PV Solar Module String | - | BELLARY_BLOCK_4_SMB2.4 | 13.65 |  |  | 42 | Modules |  |  |  | Out of Warranty | Haeron Modules |  |  |  |  | Haeron Modules | Schneider Electric | HR-325W | [5 empty] | Group Captive | HSEPL | Clean Solar Power Bellary Private Limited | Meera Corporation Kr | - | NA
BELLARY_BLOCK_4 | BELLARY_BLOCK_4_SMB2.4_S-10 | PV Solar Module String | - | BELLARY_BLOCK_4_SMB2.4 | 13.65 |  |  | 42 | Modules |  |  |  | Out of Warranty | Haeron Modules |  |  |  |  | Haeron Modules | Schneider Electric | HR-325W | [5 empty] | Group Captive | HSEPL | Clean Solar Power Bellary Private Limited | Meera Corporation Kr | - | NA
BELLARY_BLOCK_4 | BELLARY_BLOCK_4_SMB2.4_S-11 | PV Solar Module String | - | BELLARY_BLOCK_4_SMB2.4 | 13.65 |  |  | 42 | Modules |  |  |  | Out of Warranty | Haeron Modules |  |  |  |  | Haeron Modules | Schneider Electric | HR-325W | [5 empty] | Group Captive | HSEPL | Clean Solar Power Bellary Private Limited | Meera Corporation Kr | - | NA
BELLARY_BLOCK_4 | BELLARY_BLOCK_4_SMB2.4_S-12 | PV Solar Module String | - | BELLARY_BLOCK_4_SMB2.4 | 13.65 |  |  | 42 | Modules |  |  |  | Out of Warranty | Haeron Modules |  |  |  |  | Haeron Modules | Schneider Electric | HR-325W | [5 empty] | Group Captive | HSEPL | Clean Solar Power Bellary Private Limited | Meera Corporation Kr | - | NA
BELLARY_BLOCK_4 | BELLARY_BLOCK_4_SMB2.4_S-13 | PV Solar Module String | - | BELLARY_BLOCK_4_SMB2.4 | 13.65 |  |  | 42 | Modules |  |  |  | Out of Warranty | Haeron Modules |  |  |  |  | Haeron Modules | Schneider Electric | HR-325W | [5 empty] | Group Captive | HSEPL | Clean Solar Power Bellary Private Limited | Meera Corporation Kr | - | NA
BELLARY_BLOCK_4 | BELLARY_BLOCK_4_SMB3.1_S-1 | PV Solar Module String | - | BELLARY_BLOCK_4_SMB3.1 | 13.65 |  |  | 42 | Modules |  |  |  | Out of Warranty | Haeron Modules |  |  |  |  | Haeron Modules | Schneider Electric | HR-325W | [5 empty] | Group Captive | HSEPL | Clean Solar Power Bellary Private Limited | Meera Corporation Kr | - | NA
BELLARY_BLOCK_4 | BELLARY_BLOCK_4_SMB3.1_S-2 | PV Solar Module String | - | BELLARY_BLOCK_4_SMB3.1 | 13.65 |  |  | 42 | Modules |  |  |  | Out of Warranty | Haeron Modules |  |  |  |  | Haeron Modules | Schneider Electric | HR-325W | [5 empty] | Group Captive | HSEPL | Clean Solar Power Bellary Private Limited | Meera Corporation Kr | - | NA
BELLARY_BLOCK_4 | BELLARY_BLOCK_4_SMB3.1_S-3 | PV Solar Module String | - | BELLARY_BLOCK_4_SMB3.1 | 13.65 |  |  | 42 | Modules |  |  |  | Out of Warranty | Haeron Modules |  |  |  |  | Haeron Modules | Schneider Electric | HR-325W | [5 empty] | Group Captive | HSEPL | Clean Solar Power Bellary Private Limited | Meera Corporation Kr | - | NA
BELLARY_BLOCK_4 | BELLARY_BLOCK_4_SMB3.1_S-4 | PV Solar Module String | - | BELLARY_BLOCK_4_SMB3.1 | 13.65 |  |  | 42 | Modules |  |  |  | Out of Warranty | Haeron Modules |  |  |  |  | Haeron Modules | Schneider Electric | HR-325W | [5 empty] | Group Captive | HSEPL | Clean Solar Power Bellary Private Limited | Meera Corporation Kr | - | NA
BELLARY_BLOCK_4 | BELLARY_BLOCK_4_SMB3.1_S-5 | PV Solar Module String | - | BELLARY_BLOCK_4_SMB3.1 | 13.65 |  |  | 42 | Modules |  |  |  | Out of Warranty | Haeron Modules |  |  |  |  | Haeron Modules | Schneider Electric | HR-325W | [5 empty] | Group Captive | HSEPL | Clean Solar Power Bellary Private Limited | Meera Corporation Kr | - | NA
BELLARY_BLOCK_4 | BELLARY_BLOCK_4_SMB3.1_S-6 | PV Solar Module String | - | BELLARY_BLOCK_4_SMB3.1 | 13.65 |  |  | 42 | Modules |  |  |  | Out of Warranty | Haeron Modules |  |  |  |  | Haeron Modules | Schneider Electric | HR-325W | [5 empty] | Group Captive | HSEPL | Clean Solar Power Bellary Private Limited | Meera Corporation Kr | - | NA
BELLARY_BLOCK_4 | BELLARY_BLOCK_4_SMB3.1_S-7 | PV Solar Module String | - | BELLARY_BLOCK_4_SMB3.1 | 13.65 |  |  | 42 | Modules |  |  |  | Out of Warranty | Haeron Modules |  |  |  |  | Haeron Modules | Schneider Electric | HR-325W | [5 empty] | Group Captive | HSEPL | Clean Solar Power Bellary Private Limited | Meera Corporation Kr | - | NA
BELLARY_BLOCK_4 | BELLARY_BLOCK_4_SMB3.1_S-8 | PV Solar Module String | - | BELLARY_BLOCK_4_SMB3.1 | 13.65 |  |  | 42 | Modules |  |  |  | Out of Warranty | Haeron Modules |  |  |  |  | Haeron Modules | Schneider Electric | HR-325W | [5 empty] | Group Captive | HSEPL | Clean Solar Power Bellary Private Limited | Meera Corporation Kr | - | NA
BELLARY_BLOCK_4 | BELLARY_BLOCK_4_SMB3.1_S-9 | PV Solar Module String | - | BELLARY_BLOCK_4_SMB3.1 | 13.65 |  |  | 42 | Modules |  |  |  | Out of Warranty | Haeron Modules |  |  |  |  | Haeron Modules | Schneider Electric | HR-325W | [5 empty] | Group Captive | HSEPL | Clean Solar Power Bellary Private Limited | Meera Corporation Kr | - | NA
BELLARY_BLOCK_4 | BELLARY_BLOCK_4_SMB3.1_S-10 | PV Solar Module String | - | BELLARY_BLOCK_4_SMB3.1 | 13.65 |  |  | 42 | Modules |  |  |  | Out of Warranty | Haeron Modules |  |  |  |  | Haeron Modules | Schneider Electric | HR-325W | [5 empty] | Group Captive | HSEPL | Clean Solar Power Bellary Private Limited | Meera Corporation Kr | - | NA
BELLARY_BLOCK_4 | BELLARY_BLOCK_4_SMB3.1_S-11 | PV Solar Module String | - | BELLARY_BLOCK_4_SMB3.1 | 13.65 |  |  | 42 | Modules |  |  |  | Out of Warranty | Haeron Modules |  |  |  |  | Haeron Modules | Schneider Electric | HR-325W | [5 empty] | Group Captive | HSEPL | Clean Solar Power Bellary Private Limited | Meera Corporation Kr | - | NA
BELLARY_BLOCK_4 | BELLARY_BLOCK_4_SMB3.1_S-12 | PV Solar Module String | - | BELLARY_BLOCK_4_SMB3.1 | 13.65 |  |  | 42 | Modules |  |  |  | Out of Warranty | Haeron Modules |  |  |  |  | Haeron Modules | Schneider Electric | HR-325W | [5 empty] | Group Captive | HSEPL | Clean Solar Power Bellary Private Limited | Meera Corporation Kr | - | NA
BELLARY_BLOCK_4 | BELLARY_BLOCK_4_SMB3.1_S-13 | PV Solar Module String | - | BELLARY_BLOCK_4_SMB3.1 | 13.65 |  |  | 42 | Modules |  |  |  | Out of Warranty | Haeron Modules |  |  |  |  | Haeron Modules | Schneider Electric | HR-325W | [5 empty] | Group Captive | HSEPL | Clean Solar Power Bellary Private Limited | Meera Corporation Kr | - | NA
BELLARY_BLOCK_4 | BELLARY_BLOCK_4_SMB3.1_S-14 | PV Solar Module String | - | BELLARY_BLOCK_4_SMB3.1 | 13.65 |  |  | 42 | Modules |  |  |  | Out of Warranty | Haeron Modules |  |  |  |  | Haeron Modules | Schneider Electric | HR-325W | [5 empty] | Group Captive | HSEPL | Clean Solar Power Bellary Private Limited | Meera Corporation Kr | - | NA
BELLARY_BLOCK_4 | BELLARY_BLOCK_4_SMB3.2_S-1 | PV Solar Module String | - | BELLARY_BLOCK_4_SMB3.2 | 13.65 |  |  | 42 | Modules |  |  |  | Out of Warranty | Haeron Modules |  |  |  |  | Haeron Modules | Schneider Electric | HR-325W | [5 empty] | Group Captive | HSEPL | Clean Solar Power Bellary Private Limited | Meera Corporation Kr | - | NA
BELLARY_BLOCK_4 | BELLARY_BLOCK_4_SMB3.2_S-2 | PV Solar Module String | - | BELLARY_BLOCK_4_SMB3.2 | 13.65 |  |  | 42 | Modules |  |  |  | Out of Warranty | Haeron Modules |  |  |  |  | Haeron Modules | Schneider Electric | HR-325W | [5 empty] | Group Captive | HSEPL | Clean Solar Power Bellary Private Limited | Meera Corporation Kr | - | NA
BELLARY_BLOCK_4 | BELLARY_BLOCK_4_SMB3.2_S-3 | PV Solar Module String | - | BELLARY_BLOCK_4_SMB3.2 | 13.65 |  |  | 42 | Modules |  |  |  | Out of Warranty | Haeron Modules |  |  |  |  | Haeron Modules | Schneider Electric | HR-325W | [5 empty] | Group Captive | HSEPL | Clean Solar Power Bellary Private Limited | Meera Corporation Kr | - | NA
BELLARY_BLOCK_4 | BELLARY_BLOCK_4_SMB3.2_S-4 | PV Solar Module String | - | BELLARY_BLOCK_4_SMB3.2 | 13.65 |  |  | 42 | Modules |  |  |  | Out of Warranty | Haeron Modules |  |  |  |  | Haeron Modules | Schneider Electric | HR-325W | [5 empty] | Group Captive | HSEPL | Clean Solar Power Bellary Private Limited | Meera Corporation Kr | - | NA
BELLARY_BLOCK_4 | BELLARY_BLOCK_4_SMB3.2_S-5 | PV Solar Module String | - | BELLARY_BLOCK_4_SMB3.2 | 13.65 |  |  | 42 | Modules |  |  |  | Out of Warranty | Haeron Modules |  |  |  |  | Haeron Modules | Schneider Electric | HR-325W | [5 empty] | Group Captive | HSEPL | Clean Solar Power Bellary Private Limited | Meera Corporation Kr | - | NA
BELLARY_BLOCK_4 | BELLARY_BLOCK_4_SMB3.2_S-6 | PV Solar Module String | - | BELLARY_BLOCK_4_SMB3.2 | 13.65 |  |  | 42 | Modules |  |  |  | Out of Warranty | Haeron Modules |  |  |  |  | Haeron Modules | Schneider Electric | HR-325W | [5 empty] | Group Captive | HSEPL | Clean Solar Power Bellary Private Limited | Meera Corporation Kr | - | NA
BELLARY_BLOCK_4 | BELLARY_BLOCK_4_SMB3.2_S-7 | PV Solar Module String | - | BELLARY_BLOCK_4_SMB3.2 | 13.65 |  |  | 42 | Modules |  |  |  | Out of Warranty | Haeron Modules |  |  |  |  | Haeron Modules | Schneider Electric | HR-325W | [5 empty] | Group Captive | HSEPL | Clean Solar Power Bellary Private Limited | Meera Corporation Kr | - | NA
BELLARY_BLOCK_4 | BELLARY_BLOCK_4_SMB3.2_S-8 | PV Solar Module String | - | BELLARY_BLOCK_4_SMB3.2 | 13.65 |  |  | 42 | Modules |  |  |  | Out of Warranty | Haeron Modules |  |  |  |  | Haeron Modules | Schneider Electric | HR-325W | [5 empty] | Group Captive | HSEPL | Clean Solar Power Bellary Private Limited | Meera Corporation Kr | - | NA
BELLARY_BLOCK_4 | BELLARY_BLOCK_4_SMB3.2_S-9 | PV Solar Module String | - | BELLARY_BLOCK_4_SMB3.2 | 13.65 |  |  | 42 | Modules |  |  |  | Out of Warranty | Haeron Modules |  |  |  |  | Haeron Modules | Schneider Electric | HR-325W | [5 empty] | Group Captive | HSEPL | Clean Solar Power Bellary Private Limited | Meera Corporation Kr | - | NA
BELLARY_BLOCK_4 | BELLARY_BLOCK_4_SMB3.2_S-10 | PV Solar Module String | - | BELLARY_BLOCK_4_SMB3.2 | 13.65 |  |  | 42 | Modules |  |  |  | Out of Warranty | Haeron Modules |  |  |  |  | Haeron Modules | Schneider Electric | HR-325W | [5 empty] | Group Captive | HSEPL | Clean Solar Power Bellary Private Limited | Meera Corporation Kr | - | NA
BELLARY_BLOCK_4 | BELLARY_BLOCK_4_SMB3.2_S-11 | PV Solar Module String | - | BELLARY_BLOCK_4_SMB3.2 | 13.65 |  |  | 42 | Modules |  |  |  | Out of Warranty | Haeron Modules |  |  |  |  | Haeron Modules | Schneider Electric | HR-325W | [5 empty] | Group Captive | HSEPL | Clean Solar Power Bellary Private Limited | Meera Corporation Kr | - | NA
BELLARY_BLOCK_4 | BELLARY_BLOCK_4_SMB3.2_S-12 | PV Solar Module String | - | BELLARY_BLOCK_4_SMB3.2 | 13.65 |  |  | 42 | Modules |  |  |  | Out of Warranty | Haeron Modules |  |  |  |  | Haeron Modules | Schneider Electric | HR-325W | [5 empty] | Group Captive | HSEPL | Clean Solar Power Bellary Private Limited | Meera Corporation Kr | - | NA
BELLARY_BLOCK_4 | BELLARY_BLOCK_4_SMB3.2_S-13 | PV Solar Module String | - | BELLARY_BLOCK_4_SMB3.2 | 13.65 |  |  | 42 | Modules |  |  |  | Out of Warranty | Haeron Modules |  |  |  |  | Haeron Modules | Schneider Electric | HR-325W | [5 empty] | Group Captive | HSEPL | Clean Solar Power Bellary Private Limited | Meera Corporation Kr | - | NA
BELLARY_BLOCK_4 | BELLARY_BLOCK_4_SMB3.3_S-1 | PV Solar Module String | - | BELLARY_BLOCK_4_SMB3.3 | 13.65 |  |  | 42 | Modules |  |  |  | Out of Warranty | Haeron Modules |  |  |  |  | Haeron Modules | Schneider Electric | HR-325W | [5 empty] | Group Captive | HSEPL | Clean Solar Power Bellary Private Limited | Meera Corporation Kr | - | NA
BELLARY_BLOCK_4 | BELLARY_BLOCK_4_SMB3.3_S-2 | PV Solar Module String | - | BELLARY_BLOCK_4_SMB3.3 | 13.65 |  |  | 42 | Modules |  |  |  | Out of Warranty | Haeron Modules |  |  |  |  | Haeron Modules | Schneider Electric | HR-325W | [5 empty] | Group Captive | HSEPL | Clean Solar Power Bellary Private Limited | Meera Corporation Kr | - | NA
BELLARY_BLOCK_4 | BELLARY_BLOCK_4_SMB3.3_S-3 | PV Solar Module String | - | BELLARY_BLOCK_4_SMB3.3 | 13.65 |  |  | 42 | Modules |  |  |  | Out of Warranty | Haeron Modules |  |  |  |  | Haeron Modules | Schneider Electric | HR-325W | [5 empty] | Group Captive | HSEPL | Clean Solar Power Bellary Private Limited | Meera Corporation Kr | - | NA
BELLARY_BLOCK_4 | BELLARY_BLOCK_4_SMB3.3_S-4 | PV Solar Module String | - | BELLARY_BLOCK_4_SMB3.3 | 13.65 |  |  | 42 | Modules |  |  |  | Out of Warranty | Haeron Modules |  |  |  |  | Haeron Modules | Schneider Electric | HR-325W | [5 empty] | Group Captive | HSEPL | Clean Solar Power Bellary Private Limited | Meera Corporation Kr | - | NA
BELLARY_BLOCK_4 | BELLARY_BLOCK_4_SMB3.3_S-5 | PV Solar Module String | - | BELLARY_BLOCK_4_SMB3.3 | 13.65 |  |  | 42 | Modules |  |  |  | Out of Warranty | Haeron Modules |  |  |  |  | Haeron Modules | Schneider Electric | HR-325W | [5 empty] | Group Captive | HSEPL | Clean Solar Power Bellary Private Limited | Meera Corporation Kr | - | NA
BELLARY_BLOCK_4 | BELLARY_BLOCK_4_SMB3.3_S-6 | PV Solar Module String | - | BELLARY_BLOCK_4_SMB3.3 | 13.65 |  |  | 42 | Modules |  |  |  | Out of Warranty | Haeron Modules |  |  |  |  | Haeron Modules | Schneider Electric | HR-325W | [5 empty] | Group Captive | HSEPL | Clean Solar Power Bellary Private Limited | Meera Corporation Kr | - | NA
BELLARY_BLOCK_4 | BELLARY_BLOCK_4_SMB3.3_S-7 | PV Solar Module String | - | BELLARY_BLOCK_4_SMB3.3 | 13.65 |  |  | 42 | Modules |  |  |  | Out of Warranty | Haeron Modules |  |  |  |  | Haeron Modules | Schneider Electric | HR-325W | [5 empty] | Group Captive | HSEPL | Clean Solar Power Bellary Private Limited | Meera Corporation Kr | - | NA
BELLARY_BLOCK_4 | BELLARY_BLOCK_4_SMB3.3_S-8 | PV Solar Module String | - | BELLARY_BLOCK_4_SMB3.3 | 13.65 |  |  | 42 | Modules |  |  |  | Out of Warranty | Haeron Modules |  |  |  |  | Haeron Modules | Schneider Electric | HR-325W | [5 empty] | Group Captive | HSEPL | Clean Solar Power Bellary Private Limited | Meera Corporation Kr | - | NA
BELLARY_BLOCK_4 | BELLARY_BLOCK_4_SMB3.3_S-9 | PV Solar Module String | - | BELLARY_BLOCK_4_SMB3.3 | 13.65 |  |  | 42 | Modules |  |  |  | Out of Warranty | Haeron Modules |  |  |  |  | Haeron Modules | Schneider Electric | HR-325W | [5 empty] | Group Captive | HSEPL | Clean Solar Power Bellary Private Limited | Meera Corporation Kr | - | NA
BELLARY_BLOCK_4 | BELLARY_BLOCK_4_SMB3.3_S-10 | PV Solar Module String | - | BELLARY_BLOCK_4_SMB3.3 | 13.65 |  |  | 42 | Modules |  |  |  | Out of Warranty | Haeron Modules |  |  |  |  | Haeron Modules | Schneider Electric | HR-325W | [5 empty] | Group Captive | HSEPL | Clean Solar Power Bellary Private Limited | Meera Corporation Kr | - | NA
BELLARY_BLOCK_4 | BELLARY_BLOCK_4_SMB3.3_S-11 | PV Solar Module String | - | BELLARY_BLOCK_4_SMB3.3 | 13.65 |  |  | 42 | Modules |  |  |  | Out of Warranty | Haeron Modules |  |  |  |  | Haeron Modules | Schneider Electric | HR-325W | [5 empty] | Group Captive | HSEPL | Clean Solar Power Bellary Private Limited | Meera Corporation Kr | - | NA
BELLARY_BLOCK_4 | BELLARY_BLOCK_4_SMB3.3_S-12 | PV Solar Module String | - | BELLARY_BLOCK_4_SMB3.3 | 13.65 |  |  | 42 | Modules |  |  |  | Out of Warranty | Haeron Modules |  |  |  |  | Haeron Modules | Schneider Electric | HR-325W | [5 empty] | Group Captive | HSEPL | Clean Solar Power Bellary Private Limited | Meera Corporation Kr | - | NA
BELLARY_BLOCK_4 | BELLARY_BLOCK_4_SMB3.3_S-13 | PV Solar Module String | - | BELLARY_BLOCK_4_SMB3.3 | 13.65 |  |  | 42 | Modules |  |  |  | Out of Warranty | Haeron Modules |  |  |  |  | Haeron Modules | Schneider Electric | HR-325W | [5 empty] | Group Captive | HSEPL | Clean Solar Power Bellary Private Limited | Meera Corporation Kr | - | NA
BELLARY_BLOCK_4 | BELLARY_BLOCK_4_SMB3.4_S-1 | PV Solar Module String | - | BELLARY_BLOCK_4_SMB3.4 | 13.65 |  |  | 42 | Modules |  |  |  | Out of Warranty | Haeron Modules |  |  |  |  | Haeron Modules | Schneider Electric | HR-325W | [5 empty] | Group Captive | HSEPL | Clean Solar Power Bellary Private Limited | Meera Corporation Kr | - | NA
BELLARY_BLOCK_4 | BELLARY_BLOCK_4_SMB3.4_S-2 | PV Solar Module String | - | BELLARY_BLOCK_4_SMB3.4 | 13.65 |  |  | 42 | Modules |  |  |  | Out of Warranty | Haeron Modules |  |  |  |  | Haeron Modules | Schneider Electric | HR-325W | [5 empty] | Group Captive | HSEPL | Clean Solar Power Bellary Private Limited | Meera Corporation Kr | - | NA
BELLARY_BLOCK_4 | BELLARY_BLOCK_4_SMB3.4_S-3 | PV Solar Module String | - | BELLARY_BLOCK_4_SMB3.4 | 13.65 |  |  | 42 | Modules |  |  |  | Out of Warranty | Haeron Modules |  |  |  |  | Haeron Modules | Schneider Electric | HR-325W | [5 empty] | Group Captive | HSEPL | Clean Solar Power Bellary Private Limited | Meera Corporation Kr | - | NA
BELLARY_BLOCK_4 | BELLARY_BLOCK_4_SMB3.4_S-4 | PV Solar Module String | - | BELLARY_BLOCK_4_SMB3.4 | 13.65 |  |  | 42 | Modules |  |  |  | Out of Warranty | Haeron Modules |  |  |  |  | Haeron Modules | Schneider Electric | HR-325W | [5 empty] | Group Captive | HSEPL | Clean Solar Power Bellary Private Limited | Meera Corporation Kr | - | NA
BELLARY_BLOCK_4 | BELLARY_BLOCK_4_SMB3.4_S-5 | PV Solar Module String | - | BELLARY_BLOCK_4_SMB3.4 | 13.65 |  |  | 42 | Modules |  |  |  | Out of Warranty | Haeron Modules |  |  |  |  | Haeron Modules | Schneider Electric | HR-325W | [5 empty] | Group Captive | HSEPL | Clean Solar Power Bellary Private Limited | Meera Corporation Kr | - | NA
BELLARY_BLOCK_4 | BELLARY_BLOCK_4_SMB3.4_S-6 | PV Solar Module String | - | BELLARY_BLOCK_4_SMB3.4 | 13.65 |  |  | 42 | Modules |  |  |  | Out of Warranty | Haeron Modules |  |  |  |  | Haeron Modules | Schneider Electric | HR-325W | [5 empty] | Group Captive | HSEPL | Clean Solar Power Bellary Private Limited | Meera Corporation Kr | - | NA
BELLARY_BLOCK_4 | BELLARY_BLOCK_4_SMB3.4_S-7 | PV Solar Module String | - | BELLARY_BLOCK_4_SMB3.4 | 13.65 |  |  | 42 | Modules |  |  |  | Out of Warranty | Haeron Modules |  |  |  |  | Haeron Modules | Schneider Electric | HR-325W | [5 empty] | Group Captive | HSEPL | Clean Solar Power Bellary Private Limited | Meera Corporation Kr | - | NA
BELLARY_BLOCK_4 | BELLARY_BLOCK_4_SMB3.4_S-8 | PV Solar Module String | - | BELLARY_BLOCK_4_SMB3.4 | 13.65 |  |  | 42 | Modules |  |  |  | Out of Warranty | Haeron Modules |  |  |  |  | Haeron Modules | Schneider Electric | HR-325W | [5 empty] | Group Captive | HSEPL | Clean Solar Power Bellary Private Limited | Meera Corporation Kr | - | NA
BELLARY_BLOCK_4 | BELLARY_BLOCK_4_SMB3.4_S-9 | PV Solar Module String | - | BELLARY_BLOCK_4_SMB3.4 | 13.65 |  |  | 42 | Modules |  |  |  | Out of Warranty | Haeron Modules |  |  |  |  | Haeron Modules | Schneider Electric | HR-325W | [5 empty] | Group Captive | HSEPL | Clean Solar Power Bellary Private Limited | Meera Corporation Kr | - | NA
BELLARY_BLOCK_4 | BELLARY_BLOCK_4_SMB3.4_S-10 | PV Solar Module String | - | BELLARY_BLOCK_4_SMB3.4 | 13.65 |  |  | 42 | Modules |  |  |  | Out of Warranty | Haeron Modules |  |  |  |  | Haeron Modules | Schneider Electric | HR-325W | [5 empty] | Group Captive | HSEPL | Clean Solar Power Bellary Private Limited | Meera Corporation Kr | - | NA
BELLARY_BLOCK_4 | BELLARY_BLOCK_4_SMB3.4_S-11 | PV Solar Module String | - | BELLARY_BLOCK_4_SMB3.4 | 13.65 |  |  | 42 | Modules |  |  |  | Out of Warranty | Haeron Modules |  |  |  |  | Haeron Modules | Schneider Electric | HR-325W | [5 empty] | Group Captive | HSEPL | Clean Solar Power Bellary Private Limited | Meera Corporation Kr | - | NA
BELLARY_BLOCK_4 | BELLARY_BLOCK_4_SMB3.4_S-12 | PV Solar Module String | - | BELLARY_BLOCK_4_SMB3.4 | 13.65 |  |  | 42 | Modules |  |  |  | Out of Warranty | Haeron Modules |  |  |  |  | Haeron Modules | Schneider Electric | HR-325W | [5 empty] | Group Captive | HSEPL | Clean Solar Power Bellary Private Limited | Meera Corporation Kr | - | NA
BELLARY_BLOCK_4 | BELLARY_BLOCK_4_SMB3.4_S-13 | PV Solar Module String | - | BELLARY_BLOCK_4_SMB3.4 | 13.65 |  |  | 42 | Modules |  |  |  | Out of Warranty | Haeron Modules |  |  |  |  | Haeron Modules | Schneider Electric | HR-325W | [5 empty] | Group Captive | HSEPL | Clean Solar Power Bellary Private Limited | Meera Corporation Kr | - | NA
BELLARY_BLOCK_4 | BELLARY_BLOCK_4_SMB4.1_S-1 | PV Solar Module String | - | BELLARY_BLOCK_4_SMB4.1 | 13.65 |  |  | 42 | Modules |  |  |  | Out of Warranty | Haeron Modules |  |  |  |  | Haeron Modules | Schneider Electric | HR-325W | [5 empty] | Group Captive | HSEPL | Clean Solar Power Bellary Private Limited | Meera Corporation Kr | - | NA
BELLARY_BLOCK_4 | BELLARY_BLOCK_4_SMB4.1_S-2 | PV Solar Module String | - | BELLARY_BLOCK_4_SMB4.1 | 13.65 |  |  | 42 | Modules |  |  |  | Out of Warranty | Haeron Modules |  |  |  |  | Haeron Modules | Schneider Electric | HR-325W | [5 empty] | Group Captive | HSEPL | Clean Solar Power Bellary Private Limited | Meera Corporation Kr | - | NA
BELLARY_BLOCK_4 | BELLARY_BLOCK_4_SMB4.1_S-3 | PV Solar Module String | - | BELLARY_BLOCK_4_SMB4.1 | 13.65 |  |  | 42 | Modules |  |  |  | Out of Warranty | Haeron Modules |  |  |  |  | Haeron Modules | Schneider Electric | HR-325W | [5 empty] | Group Captive | HSEPL | Clean Solar Power Bellary Private Limited | Meera Corporation Kr | - | NA
BELLARY_BLOCK_4 | BELLARY_BLOCK_4_SMB4.1_S-4 | PV Solar Module String | - | BELLARY_BLOCK_4_SMB4.1 | 13.65 |  |  | 42 | Modules |  |  |  | Out of Warranty | Haeron Modules |  |  |  |  | Haeron Modules | Schneider Electric | HR-325W | [5 empty] | Group Captive | HSEPL | Clean Solar Power Bellary Private Limited | Meera Corporation Kr | - | NA
BELLARY_BLOCK_4 | BELLARY_BLOCK_4_SMB4.1_S-5 | PV Solar Module String | - | BELLARY_BLOCK_4_SMB4.1 | 13.65 |  |  | 42 | Modules |  |  |  | Out of Warranty | Haeron Modules |  |  |  |  | Haeron Modules | Schneider Electric | HR-325W | [5 empty] | Group Captive | HSEPL | Clean Solar Power Bellary Private Limited | Meera Corporation Kr | - | NA
BELLARY_BLOCK_4 | BELLARY_BLOCK_4_SMB4.1_S-6 | PV Solar Module String | - | BELLARY_BLOCK_4_SMB4.1 | 13.65 |  |  | 42 | Modules |  |  |  | Out of Warranty | Haeron Modules |  |  |  |  | Haeron Modules | Schneider Electric | HR-325W | [5 empty] | Group Captive | HSEPL | Clean Solar Power Bellary Private Limited | Meera Corporation Kr | - | NA
BELLARY_BLOCK_4 | BELLARY_BLOCK_4_SMB4.1_S-7 | PV Solar Module String | - | BELLARY_BLOCK_4_SMB4.1 | 13.65 |  |  | 42 | Modules |  |  |  | Out of Warranty | Haeron Modules |  |  |  |  | Haeron Modules | Schneider Electric | HR-325W | [5 empty] | Group Captive | HSEPL | Clean Solar Power Bellary Private Limited | Meera Corporation Kr | - | NA
BELLARY_BLOCK_4 | BELLARY_BLOCK_4_SMB4.1_S-8 | PV Solar Module String | - | BELLARY_BLOCK_4_SMB4.1 | 13.65 |  |  | 42 | Modules |  |  |  | Out of Warranty | Haeron Modules |  |  |  |  | Haeron Modules | Schneider Electric | HR-325W | [5 empty] | Group Captive | HSEPL | Clean Solar Power Bellary Private Limited | Meera Corporation Kr | - | NA
BELLARY_BLOCK_4 | BELLARY_BLOCK_4_SMB4.1_S-9 | PV Solar Module String | - | BELLARY_BLOCK_4_SMB4.1 | 13.65 |  |  | 42 | Modules |  |  |  | Out of Warranty | Haeron Modules |  |  |  |  | Haeron Modules | Schneider Electric | HR-325W | [5 empty] | Group Captive | HSEPL | Clean Solar Power Bellary Private Limited | Meera Corporation Kr | - | NA
BELLARY_BLOCK_4 | BELLARY_BLOCK_4_SMB4.1_S-10 | PV Solar Module String | - | BELLARY_BLOCK_4_SMB4.1 | 13.65 |  |  | 42 | Modules |  |  |  | Out of Warranty | Haeron Modules |  |  |  |  | Haeron Modules | Schneider Electric | HR-325W | [5 empty] | Group Captive | HSEPL | Clean Solar Power Bellary Private Limited | Meera Corporation Kr | - | NA
BELLARY_BLOCK_4 | BELLARY_BLOCK_4_SMB4.1_S-11 | PV Solar Module String | - | BELLARY_BLOCK_4_SMB4.1 | 13.65 |  |  | 42 | Modules |  |  |  | Out of Warranty | Haeron Modules |  |  |  |  | Haeron Modules | Schneider Electric | HR-325W | [5 empty] | Group Captive | HSEPL | Clean Solar Power Bellary Private Limited | Meera Corporation Kr | - | NA
BELLARY_BLOCK_4 | BELLARY_BLOCK_4_SMB4.1_S-12 | PV Solar Module String | - | BELLARY_BLOCK_4_SMB4.1 | 13.65 |  |  | 42 | Modules |  |  |  | Out of Warranty | Haeron Modules |  |  |  |  | Haeron Modules | Schneider Electric | HR-325W | [5 empty] | Group Captive | HSEPL | Clean Solar Power Bellary Private Limited | Meera Corporation Kr | - | NA
BELLARY_BLOCK_4 | BELLARY_BLOCK_4_SMB4.1_S-13 | PV Solar Module String | - | BELLARY_BLOCK_4_SMB4.1 | 13.65 |  |  | 42 | Modules |  |  |  | Out of Warranty | Haeron Modules |  |  |  |  | Haeron Modules | Schneider Electric | HR-325W | [5 empty] | Group Captive | HSEPL | Clean Solar Power Bellary Private Limited | Meera Corporation Kr | - | NA
BELLARY_BLOCK_4 | BELLARY_BLOCK_4_SMB4.1_S-14 | PV Solar Module String | - | BELLARY_BLOCK_4_SMB4.1 | 13.65 |  |  | 42 | Modules |  |  |  | Out of Warranty | Haeron Modules |  |  |  |  | Haeron Modules | Schneider Electric | HR-325W | [5 empty] | Group Captive | HSEPL | Clean Solar Power Bellary Private Limited | Meera Corporation Kr | - | NA
BELLARY_BLOCK_4 | BELLARY_BLOCK_4_SMB4.2_S-1 | PV Solar Module String | - | BELLARY_BLOCK_4_SMB4.2 | 13.65 |  |  | 42 | Modules |  |  |  | Out of Warranty | Haeron Modules |  |  |  |  | Haeron Modules | Schneider Electric | HR-325W | [5 empty] | Group Captive | HSEPL | Clean Solar Power Bellary Private Limited | Meera Corporation Kr | - | NA
BELLARY_BLOCK_4 | BELLARY_BLOCK_4_SMB4.2_S-2 | PV Solar Module String | - | BELLARY_BLOCK_4_SMB4.2 | 13.65 |  |  | 42 | Modules |  |  |  | Out of Warranty | Haeron Modules |  |  |  |  | Haeron Modules | Schneider Electric | HR-325W | [5 empty] | Group Captive | HSEPL | Clean Solar Power Bellary Private Limited | Meera Corporation Kr | - | NA
BELLARY_BLOCK_4 | BELLARY_BLOCK_4_SMB4.2_S-3 | PV Solar Module String | - | BELLARY_BLOCK_4_SMB4.2 | 13.65 |  |  | 42 | Modules |  |  |  | Out of Warranty | Haeron Modules |  |  |  |  | Haeron Modules | Schneider Electric | HR-325W | [5 empty] | Group Captive | HSEPL | Clean Solar Power Bellary Private Limited | Meera Corporation Kr | - | NA
BELLARY_BLOCK_4 | BELLARY_BLOCK_4_SMB4.2_S-4 | PV Solar Module String | - | BELLARY_BLOCK_4_SMB4.2 | 13.65 |  |  | 42 | Modules |  |  |  | Out of Warranty | Haeron Modules |  |  |  |  | Haeron Modules | Schneider Electric | HR-325W | [5 empty] | Group Captive | HSEPL | Clean Solar Power Bellary Private Limited | Meera Corporation Kr | - | NA
BELLARY_BLOCK_4 | BELLARY_BLOCK_4_SMB4.2_S-5 | PV Solar Module String | - | BELLARY_BLOCK_4_SMB4.2 | 13.65 |  |  | 42 | Modules |  |  |  | Out of Warranty | Haeron Modules |  |  |  |  | Haeron Modules | Schneider Electric | HR-325W | [5 empty] | Group Captive | HSEPL | Clean Solar Power Bellary Private Limited | Meera Corporation Kr | - | NA
BELLARY_BLOCK_4 | BELLARY_BLOCK_4_SMB4.2_S-6 | PV Solar Module String | - | BELLARY_BLOCK_4_SMB4.2 | 13.65 |  |  | 42 | Modules |  |  |  | Out of Warranty | Haeron Modules |  |  |  |  | Haeron Modules | Schneider Electric | HR-325W | [5 empty] | Group Captive | HSEPL | Clean Solar Power Bellary Private Limited | Meera Corporation Kr | - | NA
BELLARY_BLOCK_4 | BELLARY_BLOCK_4_SMB4.2_S-7 | PV Solar Module String | - | BELLARY_BLOCK_4_SMB4.2 | 13.65 |  |  | 42 | Modules |  |  |  | Out of Warranty | Haeron Modules |  |  |  |  | Haeron Modules | Schneider Electric | HR-325W | [5 empty] | Group Captive | HSEPL | Clean Solar Power Bellary Private Limited | Meera Corporation Kr | - | NA
BELLARY_BLOCK_4 | BELLARY_BLOCK_4_SMB4.2_S-8 | PV Solar Module String | - | BELLARY_BLOCK_4_SMB4.2 | 13.65 |  |  | 42 | Modules |  |  |  | Out of Warranty | Haeron Modules |  |  |  |  | Haeron Modules | Schneider Electric | HR-325W | [5 empty] | Group Captive | HSEPL | Clean Solar Power Bellary Private Limited | Meera Corporation Kr | - | NA
BELLARY_BLOCK_4 | BELLARY_BLOCK_4_SMB4.2_S-9 | PV Solar Module String | - | BELLARY_BLOCK_4_SMB4.2 | 13.65 |  |  | 42 | Modules |  |  |  | Out of Warranty | Haeron Modules |  |  |  |  | Haeron Modules | Schneider Electric | HR-325W | [5 empty] | Group Captive | HSEPL | Clean Solar Power Bellary Private Limited | Meera Corporation Kr | - | NA
BELLARY_BLOCK_4 | BELLARY_BLOCK_4_SMB4.2_S-10 | PV Solar Module String | - | BELLARY_BLOCK_4_SMB4.2 | 13.65 |  |  | 42 | Modules |  |  |  | Out of Warranty | Haeron Modules |  |  |  |  | Haeron Modules | Schneider Electric | HR-325W | [5 empty] | Group Captive | HSEPL | Clean Solar Power Bellary Private Limited | Meera Corporation Kr | - | NA
BELLARY_BLOCK_4 | BELLARY_BLOCK_4_SMB4.2_S-11 | PV Solar Module String | - | BELLARY_BLOCK_4_SMB4.2 | 13.65 |  |  | 42 | Modules |  |  |  | Out of Warranty | Haeron Modules |  |  |  |  | Haeron Modules | Schneider Electric | HR-325W | [5 empty] | Group Captive | HSEPL | Clean Solar Power Bellary Private Limited | Meera Corporation Kr | - | NA
BELLARY_BLOCK_4 | BELLARY_BLOCK_4_SMB4.2_S-12 | PV Solar Module String | - | BELLARY_BLOCK_4_SMB4.2 | 13.65 |  |  | 42 | Modules |  |  |  | Out of Warranty | Haeron Modules |  |  |  |  | Haeron Modules | Schneider Electric | HR-325W | [5 empty] | Group Captive | HSEPL | Clean Solar Power Bellary Private Limited | Meera Corporation Kr | - | NA
BELLARY_BLOCK_4 | BELLARY_BLOCK_4_SMB4.2_S-13 | PV Solar Module String | - | BELLARY_BLOCK_4_SMB4.2 | 13.65 |  |  | 42 | Modules |  |  |  | Out of Warranty | Haeron Modules |  |  |  |  | Haeron Modules | Schneider Electric | HR-325W | [5 empty] | Group Captive | HSEPL | Clean Solar Power Bellary Private Limited | Meera Corporation Kr | - | NA
BELLARY_BLOCK_4 | BELLARY_BLOCK_4_SMB4.3_S-1 | PV Solar Module String | - | BELLARY_BLOCK_4_SMB4.3 | 13.65 |  |  | 42 | Modules |  |  |  | Out of Warranty | Haeron Modules |  |  |  |  | Haeron Modules | Schneider Electric | HR-325W | [5 empty] | Group Captive | HSEPL | Clean Solar Power Bellary Private Limited | Meera Corporation Kr | - | NA
BELLARY_BLOCK_4 | BELLARY_BLOCK_4_SMB4.3_S-2 | PV Solar Module String | - | BELLARY_BLOCK_4_SMB4.3 | 13.65 |  |  | 42 | Modules |  |  |  | Out of Warranty | Haeron Modules |  |  |  |  | Haeron Modules | Schneider Electric | HR-325W | [5 empty] | Group Captive | HSEPL | Clean Solar Power Bellary Private Limited | Meera Corporation Kr | - | NA
BELLARY_BLOCK_4 | BELLARY_BLOCK_4_SMB4.3_S-3 | PV Solar Module String | - | BELLARY_BLOCK_4_SMB4.3 | 13.65 |  |  | 42 | Modules |  |  |  | Out of Warranty | Haeron Modules |  |  |  |  | Haeron Modules | Schneider Electric | HR-325W | [5 empty] | Group Captive | HSEPL | Clean Solar Power Bellary Private Limited | Meera Corporation Kr | - | NA
BELLARY_BLOCK_4 | BELLARY_BLOCK_4_SMB4.3_S-4 | PV Solar Module String | - | BELLARY_BLOCK_4_SMB4.3 | 13.65 |  |  | 42 | Modules |  |  |  | Out of Warranty | Haeron Modules |  |  |  |  | Haeron Modules | Schneider Electric | HR-325W | [5 empty] | Group Captive | HSEPL | Clean Solar Power Bellary Private Limited | Meera Corporation Kr | - | NA
BELLARY_BLOCK_4 | BELLARY_BLOCK_4_SMB4.3_S-5 | PV Solar Module String | - | BELLARY_BLOCK_4_SMB4.3 | 13.65 |  |  | 42 | Modules |  |  |  | Out of Warranty | Haeron Modules |  |  |  |  | Haeron Modules | Schneider Electric | HR-325W | [5 empty] | Group Captive | HSEPL | Clean Solar Power Bellary Private Limited | Meera Corporation Kr | - | NA
BELLARY_BLOCK_4 | BELLARY_BLOCK_4_SMB4.3_S-6 | PV Solar Module String | - | BELLARY_BLOCK_4_SMB4.3 | 13.65 |  |  | 42 | Modules |  |  |  | Out of Warranty | Haeron Modules |  |  |  |  | Haeron Modules | Schneider Electric | HR-325W | [5 empty] | Group Captive | HSEPL | Clean Solar Power Bellary Private Limited | Meera Corporation Kr | - | NA
BELLARY_BLOCK_4 | BELLARY_BLOCK_4_SMB4.3_S-7 | PV Solar Module String | - | BELLARY_BLOCK_4_SMB4.3 | 13.65 |  |  | 42 | Modules |  |  |  | Out of Warranty | Haeron Modules |  |  |  |  | Haeron Modules | Schneider Electric | HR-325W | [5 empty] | Group Captive | HSEPL | Clean Solar Power Bellary Private Limited | Meera Corporation Kr | - | NA
BELLARY_BLOCK_4 | BELLARY_BLOCK_4_SMB4.3_S-8 | PV Solar Module String | - | BELLARY_BLOCK_4_SMB4.3 | 13.65 |  |  | 42 | Modules |  |  |  | Out of Warranty | Haeron Modules |  |  |  |  | Haeron Modules | Schneider Electric | HR-325W | [5 empty] | Group Captive | HSEPL | Clean Solar Power Bellary Private Limited | Meera Corporation Kr | - | NA
BELLARY_BLOCK_4 | BELLARY_BLOCK_4_SMB4.3_S-9 | PV Solar Module String | - | BELLARY_BLOCK_4_SMB4.3 | 13.65 |  |  | 42 | Modules |  |  |  | Out of Warranty | Haeron Modules |  |  |  |  | Haeron Modules | Schneider Electric | HR-325W | [5 empty] | Group Captive | HSEPL | Clean Solar Power Bellary Private Limited | Meera Corporation Kr | - | NA
BELLARY_BLOCK_4 | BELLARY_BLOCK_4_SMB4.3_S-10 | PV Solar Module String | - | BELLARY_BLOCK_4_SMB4.3 | 13.65 |  |  | 42 | Modules |  |  |  | Out of Warranty | Haeron Modules |  |  |  |  | Haeron Modules | Schneider Electric | HR-325W | [5 empty] | Group Captive | HSEPL | Clean Solar Power Bellary Private Limited | Meera Corporation Kr | - | NA
BELLARY_BLOCK_4 | BELLARY_BLOCK_4_SMB4.3_S-11 | PV Solar Module String | - | BELLARY_BLOCK_4_SMB4.3 | 13.65 |  |  | 42 | Modules |  |  |  | Out of Warranty | Haeron Modules |  |  |  |  | Haeron Modules | Schneider Electric | HR-325W | [5 empty] | Group Captive | HSEPL | Clean Solar Power Bellary Private Limited | Meera Corporation Kr | - | NA
BELLARY_BLOCK_4 | BELLARY_BLOCK_4_SMB4.3_S-12 | PV Solar Module String | - | BELLARY_BLOCK_4_SMB4.3 | 13.65 |  |  | 42 | Modules |  |  |  | Out of Warranty | Haeron Modules |  |  |  |  | Haeron Modules | Schneider Electric | HR-325W | [5 empty] | Group Captive | HSEPL | Clean Solar Power Bellary Private Limited | Meera Corporation Kr | - | NA
BELLARY_BLOCK_4 | BELLARY_BLOCK_4_SMB4.3_S-13 | PV Solar Module String | - | BELLARY_BLOCK_4_SMB4.3 | 13.65 |  |  | 42 | Modules |  |  |  | Out of Warranty | Haeron Modules |  |  |  |  | Haeron Modules | Schneider Electric | HR-325W | [5 empty] | Group Captive | HSEPL | Clean Solar Power Bellary Private Limited | Meera Corporation Kr | - | NA
BELLARY_BLOCK_4 | BELLARY_BLOCK_4_SMB4.4_S-1 | PV Solar Module String | - | BELLARY_BLOCK_4_SMB4.4 | 13.65 |  |  | 42 | Modules |  |  |  | Out of Warranty | Haeron Modules |  |  |  |  | Haeron Modules | Schneider Electric | HR-325W | [5 empty] | Group Captive | HSEPL | Clean Solar Power Bellary Private Limited | Meera Corporation Kr | - | NA
BELLARY_BLOCK_4 | BELLARY_BLOCK_4_SMB4.4_S-2 | PV Solar Module String | - | BELLARY_BLOCK_4_SMB4.4 | 13.65 |  |  | 42 | Modules |  |  |  | Out of Warranty | Haeron Modules |  |  |  |  | Haeron Modules | Schneider Electric | HR-325W | [5 empty] | Group Captive | HSEPL | Clean Solar Power Bellary Private Limited | Meera Corporation Kr | - | NA
BELLARY_BLOCK_4 | BELLARY_BLOCK_4_SMB4.4_S-3 | PV Solar Module String | - | BELLARY_BLOCK_4_SMB4.4 | 13.65 |  |  | 42 | Modules |  |  |  | Out of Warranty | Haeron Modules |  |  |  |  | Haeron Modules | Schneider Electric | HR-325W | [5 empty] | Group Captive | HSEPL | Clean Solar Power Bellary Private Limited | Meera Corporation Kr | - | NA
BELLARY_BLOCK_4 | BELLARY_BLOCK_4_SMB4.4_S-4 | PV Solar Module String | - | BELLARY_BLOCK_4_SMB4.4 | 13.65 |  |  | 42 | Modules |  |  |  | Out of Warranty | Haeron Modules |  |  |  |  | Haeron Modules | Schneider Electric | HR-325W | [5 empty] | Group Captive | HSEPL | Clean Solar Power Bellary Private Limited | Meera Corporation Kr | - | NA
BELLARY_BLOCK_4 | BELLARY_BLOCK_4_SMB4.4_S-5 | PV Solar Module String | - | BELLARY_BLOCK_4_SMB4.4 | 13.65 |  |  | 42 | Modules |  |  |  | Out of Warranty | Haeron Modules |  |  |  |  | Haeron Modules | Schneider Electric | HR-325W | [5 empty] | Group Captive | HSEPL | Clean Solar Power Bellary Private Limited | Meera Corporation Kr | - | NA
BELLARY_BLOCK_4 | BELLARY_BLOCK_4_SMB4.4_S-6 | PV Solar Module String | - | BELLARY_BLOCK_4_SMB4.4 | 13.65 |  |  | 42 | Modules |  |  |  | Out of Warranty | Haeron Modules |  |  |  |  | Haeron Modules | Schneider Electric | HR-325W | [5 empty] | Group Captive | HSEPL | Clean Solar Power Bellary Private Limited | Meera Corporation Kr | - | NA
BELLARY_BLOCK_4 | BELLARY_BLOCK_4_SMB4.4_S-7 | PV Solar Module String | - | BELLARY_BLOCK_4_SMB4.4 | 13.65 |  |  | 42 | Modules |  |  |  | Out of Warranty | Haeron Modules |  |  |  |  | Haeron Modules | Schneider Electric | HR-325W | [5 empty] | Group Captive | HSEPL | Clean Solar Power Bellary Private Limited | Meera Corporation Kr | - | NA
BELLARY_BLOCK_4 | BELLARY_BLOCK_4_SMB4.4_S-8 | PV Solar Module String | - | BELLARY_BLOCK_4_SMB4.4 | 13.65 |  |  | 42 | Modules |  |  |  | Out of Warranty | Haeron Modules |  |  |  |  | Haeron Modules | Schneider Electric | HR-325W | [5 empty] | Group Captive | HSEPL | Clean Solar Power Bellary Private Limited | Meera Corporation Kr | - | NA
BELLARY_BLOCK_4 | BELLARY_BLOCK_4_SMB4.4_S-9 | PV Solar Module String | - | BELLARY_BLOCK_4_SMB4.4 | 13.65 |  |  | 42 | Modules |  |  |  | Out of Warranty | Haeron Modules |  |  |  |  | Haeron Modules | Schneider Electric | HR-325W | [5 empty] | Group Captive | HSEPL | Clean Solar Power Bellary Private Limited | Meera Corporation Kr | - | NA
BELLARY_BLOCK_4 | BELLARY_BLOCK_4_SMB4.4_S-10 | PV Solar Module String | - | BELLARY_BLOCK_4_SMB4.4 | 13.65 |  |  | 42 | Modules |  |  |  | Out of Warranty | Haeron Modules |  |  |  |  | Haeron Modules | Schneider Electric | HR-325W | [5 empty] | Group Captive | HSEPL | Clean Solar Power Bellary Private Limited | Meera Corporation Kr | - | NA
BELLARY_BLOCK_4 | BELLARY_BLOCK_4_SMB4.4_S-11 | PV Solar Module String | - | BELLARY_BLOCK_4_SMB4.4 | 13.65 |  |  | 42 | Modules |  |  |  | Out of Warranty | Haeron Modules |  |  |  |  | Haeron Modules | Schneider Electric | HR-325W | [5 empty] | Group Captive | HSEPL | Clean Solar Power Bellary Private Limited | Meera Corporation Kr | - | NA
BELLARY_BLOCK_4 | BELLARY_BLOCK_4_SMB4.4_S-12 | PV Solar Module String | - | BELLARY_BLOCK_4_SMB4.4 | 13.65 |  |  | 42 | Modules |  |  |  | Out of Warranty | Haeron Modules |  |  |  |  | Haeron Modules | Schneider Electric | HR-325W | [5 empty] | Group Captive | HSEPL | Clean Solar Power Bellary Private Limited | Meera Corporation Kr | - | NA
BELLARY_BLOCK_4 | BELLARY_BLOCK_4_SMB4.4_S-13 | PV Solar Module String | - | BELLARY_BLOCK_4_SMB4.4 | 13.65 |  |  | 42 | Modules |  |  |  | Out of Warranty | Haeron Modules |  |  |  |  | Haeron Modules | Schneider Electric | HR-325W | [5 empty] | Group Captive | HSEPL | Clean Solar Power Bellary Private Limited | Meera Corporation Kr | - | NA
BELLARY_BLOCK_4 | BELLARY_BLOCK_4_SMB5.1_S-1 | PV Solar Module String | - | BELLARY_BLOCK_4_SMB5.1 | 13.65 |  |  | 42 | Modules |  |  |  | Out of Warranty | Haeron Modules |  |  |  |  | Haeron Modules | Schneider Electric | HR-325W | [5 empty] | Group Captive | HSEPL | Clean Solar Power Bellary Private Limited | Meera Corporation Kr | - | NA
BELLARY_BLOCK_4 | BELLARY_BLOCK_4_SMB5.1_S-2 | PV Solar Module String | - | BELLARY_BLOCK_4_SMB5.1 | 13.65 |  |  | 42 | Modules |  |  |  | Out of Warranty | Haeron Modules |  |  |  |  | Haeron Modules | Schneider Electric | HR-325W | [5 empty] | Group Captive | HSEPL | Clean Solar Power Bellary Private Limited | Meera Corporation Kr | - | NA
BELLARY_BLOCK_4 | BELLARY_BLOCK_4_SMB5.1_S-3 | PV Solar Module String | - | BELLARY_BLOCK_4_SMB5.1 | 13.65 |  |  | 42 | Modules |  |  |  | Out of Warranty | Haeron Modules |  |  |  |  | Haeron Modules | Schneider Electric | HR-325W | [5 empty] | Group Captive | HSEPL | Clean Solar Power Bellary Private Limited | Meera Corporation Kr | - | NA
BELLARY_BLOCK_4 | BELLARY_BLOCK_4_SMB5.1_S-4 | PV Solar Module String | - | BELLARY_BLOCK_4_SMB5.1 | 13.65 |  |  | 42 | Modules |  |  |  | Out of Warranty | Haeron Modules |  |  |  |  | Haeron Modules | Schneider Electric | HR-325W | [5 empty] | Group Captive | HSEPL | Clean Solar Power Bellary Private Limited | Meera Corporation Kr | - | NA
BELLARY_BLOCK_4 | BELLARY_BLOCK_4_SMB5.1_S-5 | PV Solar Module String | - | BELLARY_BLOCK_4_SMB5.1 | 13.65 |  |  | 42 | Modules |  |  |  | Out of Warranty | Haeron Modules |  |  |  |  | Haeron Modules | Schneider Electric | HR-325W | [5 empty] | Group Captive | HSEPL | Clean Solar Power Bellary Private Limited | Meera Corporation Kr | - | NA
BELLARY_BLOCK_4 | BELLARY_BLOCK_4_SMB5.1_S-6 | PV Solar Module String | - | BELLARY_BLOCK_4_SMB5.1 | 13.65 |  |  | 42 | Modules |  |  |  | Out of Warranty | Haeron Modules |  |  |  |  | Haeron Modules | Schneider Electric | HR-325W | [5 empty] | Group Captive | HSEPL | Clean Solar Power Bellary Private Limited | Meera Corporation Kr | - | NA
BELLARY_BLOCK_4 | BELLARY_BLOCK_4_SMB5.1_S-7 | PV Solar Module String | - | BELLARY_BLOCK_4_SMB5.1 | 13.65 |  |  | 42 | Modules |  |  |  | Out of Warranty | Haeron Modules |  |  |  |  | Haeron Modules | Schneider Electric | HR-325W | [5 empty] | Group Captive | HSEPL | Clean Solar Power Bellary Private Limited | Meera Corporation Kr | - | NA
BELLARY_BLOCK_4 | BELLARY_BLOCK_4_SMB5.1_S-8 | PV Solar Module String | - | BELLARY_BLOCK_4_SMB5.1 | 13.65 |  |  | 42 | Modules |  |  |  | Out of Warranty | Haeron Modules |  |  |  |  | Haeron Modules | Schneider Electric | HR-325W | [5 empty] | Group Captive | HSEPL | Clean Solar Power Bellary Private Limited | Meera Corporation Kr | - | NA
BELLARY_BLOCK_4 | BELLARY_BLOCK_4_SMB5.1_S-9 | PV Solar Module String | - | BELLARY_BLOCK_4_SMB5.1 | 13.65 |  |  | 42 | Modules |  |  |  | Out of Warranty | Haeron Modules |  |  |  |  | Haeron Modules | Schneider Electric | HR-325W | [5 empty] | Group Captive | HSEPL | Clean Solar Power Bellary Private Limited | Meera Corporation Kr | - | NA
BELLARY_BLOCK_4 | BELLARY_BLOCK_4_SMB5.1_S-10 | PV Solar Module String | - | BELLARY_BLOCK_4_SMB5.1 | 13.65 |  |  | 42 | Modules |  |  |  | Out of Warranty | Haeron Modules |  |  |  |  | Haeron Modules | Schneider Electric | HR-325W | [5 empty] | Group Captive | HSEPL | Clean Solar Power Bellary Private Limited | Meera Corporation Kr | - | NA
BELLARY_BLOCK_4 | BELLARY_BLOCK_4_SMB5.1_S-11 | PV Solar Module String | - | BELLARY_BLOCK_4_SMB5.1 | 13.65 |  |  | 42 | Modules |  |  |  | Out of Warranty | Haeron Modules |  |  |  |  | Haeron Modules | Schneider Electric | HR-325W | [5 empty] | Group Captive | HSEPL | Clean Solar Power Bellary Private Limited | Meera Corporation Kr | - | NA
BELLARY_BLOCK_4 | BELLARY_BLOCK_4_SMB5.1_S-12 | PV Solar Module String | - | BELLARY_BLOCK_4_SMB5.1 | 13.65 |  |  | 42 | Modules |  |  |  | Out of Warranty | Haeron Modules |  |  |  |  | Haeron Modules | Schneider Electric | HR-325W | [5 empty] | Group Captive | HSEPL | Clean Solar Power Bellary Private Limited | Meera Corporation Kr | - | NA
BELLARY_BLOCK_4 | BELLARY_BLOCK_4_SMB5.1_S-13 | PV Solar Module String | - | BELLARY_BLOCK_4_SMB5.1 | 13.65 |  |  | 42 | Modules |  |  |  | Out of Warranty | Haeron Modules |  |  |  |  | Haeron Modules | Schneider Electric | HR-325W | [5 empty] | Group Captive | HSEPL | Clean Solar Power Bellary Private Limited | Meera Corporation Kr | - | NA
BELLARY_BLOCK_4 | BELLARY_BLOCK_4_SMB5.1_S-14 | PV Solar Module String | - | BELLARY_BLOCK_4_SMB5.1 | 13.65 |  |  | 42 | Modules |  |  |  | Out of Warranty | Haeron Modules |  |  |  |  | Haeron Modules | Schneider Electric | HR-325W | [5 empty] | Group Captive | HSEPL | Clean Solar Power Bellary Private Limited | Meera Corporation Kr | - | NA
BELLARY_BLOCK_4 | BELLARY_BLOCK_4_SMB5.2_S-1 | PV Solar Module String | - | BELLARY_BLOCK_4_SMB5.2 | 13.65 |  |  | 42 | Modules |  |  |  | Out of Warranty | Haeron Modules |  |  |  |  | Haeron Modules | Schneider Electric | HR-325W | [5 empty] | Group Captive | HSEPL | Clean Solar Power Bellary Private Limited | Meera Corporation Kr | - | NA
BELLARY_BLOCK_4 | BELLARY_BLOCK_4_SMB5.2_S-2 | PV Solar Module String | - | BELLARY_BLOCK_4_SMB5.2 | 13.65 |  |  | 42 | Modules |  |  |  | Out of Warranty | Haeron Modules |  |  |  |  | Haeron Modules | Schneider Electric | HR-325W | [5 empty] | Group Captive | HSEPL | Clean Solar Power Bellary Private Limited | Meera Corporation Kr | - | NA
BELLARY_BLOCK_4 | BELLARY_BLOCK_4_SMB5.2_S-3 | PV Solar Module String | - | BELLARY_BLOCK_4_SMB5.2 | 13.65 |  |  | 42 | Modules |  |  |  | Out of Warranty | Haeron Modules |  |  |  |  | Haeron Modules | Schneider Electric | HR-325W | [5 empty] | Group Captive | HSEPL | Clean Solar Power Bellary Private Limited | Meera Corporation Kr | - | NA
BELLARY_BLOCK_4 | BELLARY_BLOCK_4_SMB5.2_S-4 | PV Solar Module String | - | BELLARY_BLOCK_4_SMB5.2 | 13.65 |  |  | 42 | Modules |  |  |  | Out of Warranty | Haeron Modules |  |  |  |  | Haeron Modules | Schneider Electric | HR-325W | [5 empty] | Group Captive | HSEPL | Clean Solar Power Bellary Private Limited | Meera Corporation Kr | - | NA
BELLARY_BLOCK_4 | BELLARY_BLOCK_4_SMB5.2_S-5 | PV Solar Module String | - | BELLARY_BLOCK_4_SMB5.2 | 13.65 |  |  | 42 | Modules |  |  |  | Out of Warranty | Haeron Modules |  |  |  |  | Haeron Modules | Schneider Electric | HR-325W | [5 empty] | Group Captive | HSEPL | Clean Solar Power Bellary Private Limited | Meera Corporation Kr | - | NA
BELLARY_BLOCK_4 | BELLARY_BLOCK_4_SMB5.2_S-6 | PV Solar Module String | - | BELLARY_BLOCK_4_SMB5.2 | 13.65 |  |  | 42 | Modules |  |  |  | Out of Warranty | Haeron Modules |  |  |  |  | Haeron Modules | Schneider Electric | HR-325W | [5 empty] | Group Captive | HSEPL | Clean Solar Power Bellary Private Limited | Meera Corporation Kr | - | NA
BELLARY_BLOCK_4 | BELLARY_BLOCK_4_SMB5.2_S-7 | PV Solar Module String | - | BELLARY_BLOCK_4_SMB5.2 | 13.65 |  |  | 42 | Modules |  |  |  | Out of Warranty | Haeron Modules |  |  |  |  | Haeron Modules | Schneider Electric | HR-325W | [5 empty] | Group Captive | HSEPL | Clean Solar Power Bellary Private Limited | Meera Corporation Kr | - | NA
BELLARY_BLOCK_4 | BELLARY_BLOCK_4_SMB5.2_S-8 | PV Solar Module String | - | BELLARY_BLOCK_4_SMB5.2 | 13.65 |  |  | 42 | Modules |  |  |  | Out of Warranty | Haeron Modules |  |  |  |  | Haeron Modules | Schneider Electric | HR-325W | [5 empty] | Group Captive | HSEPL | Clean Solar Power Bellary Private Limited | Meera Corporation Kr | - | NA
BELLARY_BLOCK_4 | BELLARY_BLOCK_4_SMB5.2_S-9 | PV Solar Module String | - | BELLARY_BLOCK_4_SMB5.2 | 13.65 |  |  | 42 | Modules |  |  |  | Out of Warranty | Haeron Modules |  |  |  |  | Haeron Modules | Schneider Electric | HR-325W | [5 empty] | Group Captive | HSEPL | Clean Solar Power Bellary Private Limited | Meera Corporation Kr | - | NA
BELLARY_BLOCK_4 | BELLARY_BLOCK_4_SMB5.2_S-10 | PV Solar Module String | - | BELLARY_BLOCK_4_SMB5.2 | 13.65 |  |  | 42 | Modules |  |  |  | Out of Warranty | Haeron Modules |  |  |  |  | Haeron Modules | Schneider Electric | HR-325W | [5 empty] | Group Captive | HSEPL | Clean Solar Power Bellary Private Limited | Meera Corporation Kr | - | NA
BELLARY_BLOCK_4 | BELLARY_BLOCK_4_SMB5.2_S-11 | PV Solar Module String | - | BELLARY_BLOCK_4_SMB5.2 | 13.65 |  |  | 42 | Modules |  |  |  | Out of Warranty | Haeron Modules |  |  |  |  | Haeron Modules | Schneider Electric | HR-325W | [5 empty] | Group Captive | HSEPL | Clean Solar Power Bellary Private Limited | Meera Corporation Kr | - | NA
BELLARY_BLOCK_4 | BELLARY_BLOCK_4_SMB5.2_S-12 | PV Solar Module String | - | BELLARY_BLOCK_4_SMB5.2 | 13.65 |  |  | 42 | Modules |  |  |  | Out of Warranty | Haeron Modules |  |  |  |  | Haeron Modules | Schneider Electric | HR-325W | [5 empty] | Group Captive | HSEPL | Clean Solar Power Bellary Private Limited | Meera Corporation Kr | - | NA
BELLARY_BLOCK_4 | BELLARY_BLOCK_4_SMB5.2_S-13 | PV Solar Module String | - | BELLARY_BLOCK_4_SMB5.2 | 13.65 |  |  | 42 | Modules |  |  |  | Out of Warranty | Haeron Modules |  |  |  |  | Haeron Modules | Schneider Electric | HR-325W | [5 empty] | Group Captive | HSEPL | Clean Solar Power Bellary Private Limited | Meera Corporation Kr | - | NA
BELLARY_BLOCK_4 | BELLARY_BLOCK_4_SMB5.3_S-1 | PV Solar Module String | - | BELLARY_BLOCK_4_SMB5.3 | 13.65 |  |  | 42 | Modules |  |  |  | Out of Warranty | Haeron Modules |  |  |  |  | Haeron Modules | Schneider Electric | HR-325W | [5 empty] | Group Captive | HSEPL | Clean Solar Power Bellary Private Limited | Meera Corporation Kr | - | NA
BELLARY_BLOCK_4 | BELLARY_BLOCK_4_SMB5.3_S-2 | PV Solar Module String | - | BELLARY_BLOCK_4_SMB5.3 | 13.65 |  |  | 42 | Modules |  |  |  | Out of Warranty | Haeron Modules |  |  |  |  | Haeron Modules | Schneider Electric | HR-325W | [5 empty] | Group Captive | HSEPL | Clean Solar Power Bellary Private Limited | Meera Corporation Kr | - | NA
BELLARY_BLOCK_4 | BELLARY_BLOCK_4_SMB5.3_S-3 | PV Solar Module String | - | BELLARY_BLOCK_4_SMB5.3 | 13.65 |  |  | 42 | Modules |  |  |  | Out of Warranty | Haeron Modules |  |  |  |  | Haeron Modules | Schneider Electric | HR-325W | [5 empty] | Group Captive | HSEPL | Clean Solar Power Bellary Private Limited | Meera Corporation Kr | - | NA
BELLARY_BLOCK_4 | BELLARY_BLOCK_4_SMB5.3_S-4 | PV Solar Module String | - | BELLARY_BLOCK_4_SMB5.3 | 13.65 |  |  | 42 | Modules |  |  |  | Out of Warranty | Haeron Modules |  |  |  |  | Haeron Modules | Schneider Electric | HR-325W | [5 empty] | Group Captive | HSEPL | Clean Solar Power Bellary Private Limited | Meera Corporation Kr | - | NA
BELLARY_BLOCK_4 | BELLARY_BLOCK_4_SMB5.3_S-5 | PV Solar Module String | - | BELLARY_BLOCK_4_SMB5.3 | 13.65 |  |  | 42 | Modules |  |  |  | Out of Warranty | Haeron Modules |  |  |  |  | Haeron Modules | Schneider Electric | HR-325W | [5 empty] | Group Captive | HSEPL | Clean Solar Power Bellary Private Limited | Meera Corporation Kr | - | NA
BELLARY_BLOCK_4 | BELLARY_BLOCK_4_SMB5.3_S-6 | PV Solar Module String | - | BELLARY_BLOCK_4_SMB5.3 | 13.65 |  |  | 42 | Modules |  |  |  | Out of Warranty | Haeron Modules |  |  |  |  | Haeron Modules | Schneider Electric | HR-325W | [5 empty] | Group Captive | HSEPL | Clean Solar Power Bellary Private Limited | Meera Corporation Kr | - | NA
BELLARY_BLOCK_4 | BELLARY_BLOCK_4_SMB5.3_S-7 | PV Solar Module String | - | BELLARY_BLOCK_4_SMB5.3 | 13.65 |  |  | 42 | Modules |  |  |  | Out of Warranty | Haeron Modules |  |  |  |  | Haeron Modules | Schneider Electric | HR-325W | [5 empty] | Group Captive | HSEPL | Clean Solar Power Bellary Private Limited | Meera Corporation Kr | - | NA
BELLARY_BLOCK_4 | BELLARY_BLOCK_4_SMB5.3_S-8 | PV Solar Module String | - | BELLARY_BLOCK_4_SMB5.3 | 13.65 |  |  | 42 | Modules |  |  |  | Out of Warranty | Haeron Modules |  |  |  |  | Haeron Modules | Schneider Electric | HR-325W | [5 empty] | Group Captive | HSEPL | Clean Solar Power Bellary Private Limited | Meera Corporation Kr | - | NA
BELLARY_BLOCK_4 | BELLARY_BLOCK_4_SMB5.3_S-9 | PV Solar Module String | - | BELLARY_BLOCK_4_SMB5.3 | 13.65 |  |  | 42 | Modules |  |  |  | Out of Warranty | Haeron Modules |  |  |  |  | Haeron Modules | Schneider Electric | HR-325W | [5 empty] | Group Captive | HSEPL | Clean Solar Power Bellary Private Limited | Meera Corporation Kr | - | NA
BELLARY_BLOCK_4 | BELLARY_BLOCK_4_SMB5.3_S-10 | PV Solar Module String | - | BELLARY_BLOCK_4_SMB5.3 | 13.65 |  |  | 42 | Modules |  |  |  | Out of Warranty | Haeron Modules |  |  |  |  | Haeron Modules | Schneider Electric | HR-325W | [5 empty] | Group Captive | HSEPL | Clean Solar Power Bellary Private Limited | Meera Corporation Kr | - | NA
BELLARY_BLOCK_4 | BELLARY_BLOCK_4_SMB5.3_S-11 | PV Solar Module String | - | BELLARY_BLOCK_4_SMB5.3 | 13.65 |  |  | 42 | Modules |  |  |  | Out of Warranty | Haeron Modules |  |  |  |  | Haeron Modules | Schneider Electric | HR-325W | [5 empty] | Group Captive | HSEPL | Clean Solar Power Bellary Private Limited | Meera Corporation Kr | - | NA
BELLARY_BLOCK_4 | BELLARY_BLOCK_4_SMB5.3_S-12 | PV Solar Module String | - | BELLARY_BLOCK_4_SMB5.3 | 13.65 |  |  | 42 | Modules |  |  |  | Out of Warranty | Haeron Modules |  |  |  |  | Haeron Modules | Schneider Electric | HR-325W | [5 empty] | Group Captive | HSEPL | Clean Solar Power Bellary Private Limited | Meera Corporation Kr | - | NA
BELLARY_BLOCK_4 | BELLARY_BLOCK_4_SMB5.3_S-13 | PV Solar Module String | - | BELLARY_BLOCK_4_SMB5.3 | 13.65 |  |  | 42 | Modules |  |  |  | Out of Warranty | Haeron Modules |  |  |  |  | Haeron Modules | Schneider Electric | HR-325W | [5 empty] | Group Captive | HSEPL | Clean Solar Power Bellary Private Limited | Meera Corporation Kr | - | NA
BELLARY_BLOCK_4 | BELLARY_BLOCK_4_SMB5.4_S-1 | PV Solar Module String | - | BELLARY_BLOCK_4_SMB5.4 | 13.65 |  |  | 42 | Modules |  |  |  | Out of Warranty | Haeron Modules |  |  |  |  | Haeron Modules | Schneider Electric | HR-325W | [5 empty] | Group Captive | HSEPL | Clean Solar Power Bellary Private Limited | Meera Corporation Kr | - | NA
BELLARY_BLOCK_4 | BELLARY_BLOCK_4_SMB5.4_S-2 | PV Solar Module String | - | BELLARY_BLOCK_4_SMB5.4 | 13.65 |  |  | 42 | Modules |  |  |  | Out of Warranty | Haeron Modules |  |  |  |  | Haeron Modules | Schneider Electric | HR-325W | [5 empty] | Group Captive | HSEPL | Clean Solar Power Bellary Private Limited | Meera Corporation Kr | - | NA
BELLARY_BLOCK_4 | BELLARY_BLOCK_4_SMB5.4_S-3 | PV Solar Module String | - | BELLARY_BLOCK_4_SMB5.4 | 13.65 |  |  | 42 | Modules |  |  |  | Out of Warranty | Haeron Modules |  |  |  |  | Haeron Modules | Schneider Electric | HR-325W | [5 empty] | Group Captive | HSEPL | Clean Solar Power Bellary Private Limited | Meera Corporation Kr | - | NA
BELLARY_BLOCK_4 | BELLARY_BLOCK_4_SMB5.4_S-4 | PV Solar Module String | - | BELLARY_BLOCK_4_SMB5.4 | 13.65 |  |  | 42 | Modules |  |  |  | Out of Warranty | Haeron Modules |  |  |  |  | Haeron Modules | Schneider Electric | HR-325W | [5 empty] | Group Captive | HSEPL | Clean Solar Power Bellary Private Limited | Meera Corporation Kr | - | NA
BELLARY_BLOCK_4 | BELLARY_BLOCK_4_SMB5.4_S-5 | PV Solar Module String | - | BELLARY_BLOCK_4_SMB5.4 | 13.65 |  |  | 42 | Modules |  |  |  | Out of Warranty | Haeron Modules |  |  |  |  | Haeron Modules | Schneider Electric | HR-325W | [5 empty] | Group Captive | HSEPL | Clean Solar Power Bellary Private Limited | Meera Corporation Kr | - | NA
BELLARY_BLOCK_4 | BELLARY_BLOCK_4_SMB5.4_S-6 | PV Solar Module String | - | BELLARY_BLOCK_4_SMB5.4 | 13.65 |  |  | 42 | Modules |  |  |  | Out of Warranty | Haeron Modules |  |  |  |  | Haeron Modules | Schneider Electric | HR-325W | [5 empty] | Group Captive | HSEPL | Clean Solar Power Bellary Private Limited | Meera Corporation Kr | - | NA
BELLARY_BLOCK_4 | BELLARY_BLOCK_4_SMB5.4_S-7 | PV Solar Module String | - | BELLARY_BLOCK_4_SMB5.4 | 13.65 |  |  | 42 | Modules |  |  |  | Out of Warranty | Haeron Modules |  |  |  |  | Haeron Modules | Schneider Electric | HR-325W | [5 empty] | Group Captive | HSEPL | Clean Solar Power Bellary Private Limited | Meera Corporation Kr | - | NA
BELLARY_BLOCK_4 | BELLARY_BLOCK_4_SMB5.4_S-8 | PV Solar Module String | - | BELLARY_BLOCK_4_SMB5.4 | 13.65 |  |  | 42 | Modules |  |  |  | Out of Warranty | Haeron Modules |  |  |  |  | Haeron Modules | Schneider Electric | HR-325W | [5 empty] | Group Captive | HSEPL | Clean Solar Power Bellary Private Limited | Meera Corporation Kr | - | NA
BELLARY_BLOCK_4 | BELLARY_BLOCK_4_SMB5.4_S-9 | PV Solar Module String | - | BELLARY_BLOCK_4_SMB5.4 | 13.65 |  |  | 42 | Modules |  |  |  | Out of Warranty | Haeron Modules |  |  |  |  | Haeron Modules | Schneider Electric | HR-325W | [5 empty] | Group Captive | HSEPL | Clean Solar Power Bellary Private Limited | Meera Corporation Kr | - | NA
BELLARY_BLOCK_4 | BELLARY_BLOCK_4_SMB5.4_S-10 | PV Solar Module String | - | BELLARY_BLOCK_4_SMB5.4 | 13.65 |  |  | 42 | Modules |  |  |  | Out of Warranty | Haeron Modules |  |  |  |  | Haeron Modules | Schneider Electric | HR-325W | [5 empty] | Group Captive | HSEPL | Clean Solar Power Bellary Private Limited | Meera Corporation Kr | - | NA
BELLARY_BLOCK_4 | BELLARY_BLOCK_4_SMB5.4_S-11 | PV Solar Module String | - | BELLARY_BLOCK_4_SMB5.4 | 13.65 |  |  | 42 | Modules |  |  |  | Out of Warranty | Haeron Modules |  |  |  |  | Haeron Modules | Schneider Electric | HR-325W | [5 empty] | Group Captive | HSEPL | Clean Solar Power Bellary Private Limited | Meera Corporation Kr | - | NA
BELLARY_BLOCK_4 | BELLARY_BLOCK_4_SMB5.4_S-12 | PV Solar Module String | - | BELLARY_BLOCK_4_SMB5.4 | 13.65 |  |  | 42 | Modules |  |  |  | Out of Warranty | Haeron Modules |  |  |  |  | Haeron Modules | Schneider Electric | HR-325W | [5 empty] | Group Captive | HSEPL | Clean Solar Power Bellary Private Limited | Meera Corporation Kr | - | NA
BELLARY_BLOCK_4 | BELLARY_BLOCK_4_SMB5.4_S-13 | PV Solar Module String | - | BELLARY_BLOCK_4_SMB5.4 | 13.65 |  |  | 42 | Modules |  |  |  | Out of Warranty | Haeron Modules |  |  |  |  | Haeron Modules | Schneider Electric | HR-325W | [5 empty] | Group Captive | HSEPL | Clean Solar Power Bellary Private Limited | Meera Corporation Kr | - | NA
BELLARY_BLOCK_4 | BELLARY_BLOCK_4_SMB6.1_S-1 | PV Solar Module String | - | BELLARY_BLOCK_4_SMB6.1 | 13.65 |  |  | 42 | Modules |  |  |  | Out of Warranty | Haeron Modules |  |  |  |  | Haeron Modules | Schneider Electric | HR-325W | [5 empty] | Group Captive | HSEPL | Clean Solar Power Bellary Private Limited | Meera Corporation Kr | - | NA
BELLARY_BLOCK_4 | BELLARY_BLOCK_4_SMB6.1_S-2 | PV Solar Module String | - | BELLARY_BLOCK_4_SMB6.1 | 13.65 |  |  | 42 | Modules |  |  |  | Out of Warranty | Haeron Modules |  |  |  |  | Haeron Modules | Schneider Electric | HR-325W | [5 empty] | Group Captive | HSEPL | Clean Solar Power Bellary Private Limited | Meera Corporation Kr | - | NA
BELLARY_BLOCK_4 | BELLARY_BLOCK_4_SMB6.1_S-3 | PV Solar Module String | - | BELLARY_BLOCK_4_SMB6.1 | 13.65 |  |  | 42 | Modules |  |  |  | Out of Warranty | Haeron Modules |  |  |  |  | Haeron Modules | Schneider Electric | HR-325W | [5 empty] | Group Captive | HSEPL | Clean Solar Power Bellary Private Limited | Meera Corporation Kr | - | NA
BELLARY_BLOCK_4 | BELLARY_BLOCK_4_SMB6.1_S-4 | PV Solar Module String | - | BELLARY_BLOCK_4_SMB6.1 | 13.65 |  |  | 42 | Modules |  |  |  | Out of Warranty | Haeron Modules |  |  |  |  | Haeron Modules | Schneider Electric | HR-325W | [5 empty] | Group Captive | HSEPL | Clean Solar Power Bellary Private Limited | Meera Corporation Kr | - | NA
BELLARY_BLOCK_4 | BELLARY_BLOCK_4_SMB6.1_S-5 | PV Solar Module String | - | BELLARY_BLOCK_4_SMB6.1 | 13.65 |  |  | 42 | Modules |  |  |  | Out of Warranty | Haeron Modules |  |  |  |  | Haeron Modules | Schneider Electric | HR-325W | [5 empty] | Group Captive | HSEPL | Clean Solar Power Bellary Private Limited | Meera Corporation Kr | - | NA
BELLARY_BLOCK_4 | BELLARY_BLOCK_4_SMB6.1_S-6 | PV Solar Module String | - | BELLARY_BLOCK_4_SMB6.1 | 13.65 |  |  | 42 | Modules |  |  |  | Out of Warranty | Haeron Modules |  |  |  |  | Haeron Modules | Schneider Electric | HR-325W | [5 empty] | Group Captive | HSEPL | Clean Solar Power Bellary Private Limited | Meera Corporation Kr | - | NA
BELLARY_BLOCK_4 | BELLARY_BLOCK_4_SMB6.1_S-7 | PV Solar Module String | - | BELLARY_BLOCK_4_SMB6.1 | 13.65 |  |  | 42 | Modules |  |  |  | Out of Warranty | Haeron Modules |  |  |  |  | Haeron Modules | Schneider Electric | HR-325W | [5 empty] | Group Captive | HSEPL | Clean Solar Power Bellary Private Limited | Meera Corporation Kr | - | NA
BELLARY_BLOCK_4 | BELLARY_BLOCK_4_SMB6.1_S-8 | PV Solar Module String | - | BELLARY_BLOCK_4_SMB6.1 | 13.65 |  |  | 42 | Modules |  |  |  | Out of Warranty | Haeron Modules |  |  |  |  | Haeron Modules | Schneider Electric | HR-325W | [5 empty] | Group Captive | HSEPL | Clean Solar Power Bellary Private Limited | Meera Corporation Kr | - | NA
BELLARY_BLOCK_4 | BELLARY_BLOCK_4_SMB6.1_S-9 | PV Solar Module String | - | BELLARY_BLOCK_4_SMB6.1 | 13.65 |  |  | 42 | Modules |  |  |  | Out of Warranty | Haeron Modules |  |  |  |  | Haeron Modules | Schneider Electric | HR-325W | [5 empty] | Group Captive | HSEPL | Clean Solar Power Bellary Private Limited | Meera Corporation Kr | - | NA
BELLARY_BLOCK_4 | BELLARY_BLOCK_4_SMB6.1_S-10 | PV Solar Module String | - | BELLARY_BLOCK_4_SMB6.1 | 13.65 |  |  | 42 | Modules |  |  |  | Out of Warranty | Haeron Modules |  |  |  |  | Haeron Modules | Schneider Electric | HR-325W | [5 empty] | Group Captive | HSEPL | Clean Solar Power Bellary Private Limited | Meera Corporation Kr | - | NA
BELLARY_BLOCK_4 | BELLARY_BLOCK_4_SMB6.1_S-11 | PV Solar Module String | - | BELLARY_BLOCK_4_SMB6.1 | 13.65 |  |  | 42 | Modules |  |  |  | Out of Warranty | Haeron Modules |  |  |  |  | Haeron Modules | Schneider Electric | HR-325W | [5 empty] | Group Captive | HSEPL | Clean Solar Power Bellary Private Limited | Meera Corporation Kr | - | NA
BELLARY_BLOCK_4 | BELLARY_BLOCK_4_SMB6.1_S-12 | PV Solar Module String | - | BELLARY_BLOCK_4_SMB6.1 | 13.65 |  |  | 42 | Modules |  |  |  | Out of Warranty | Haeron Modules |  |  |  |  | Haeron Modules | Schneider Electric | HR-325W | [5 empty] | Group Captive | HSEPL | Clean Solar Power Bellary Private Limited | Meera Corporation Kr | - | NA
BELLARY_BLOCK_4 | BELLARY_BLOCK_4_SMB6.1_S-13 | PV Solar Module String | - | BELLARY_BLOCK_4_SMB6.1 | 13.65 |  |  | 42 | Modules |  |  |  | Out of Warranty | Haeron Modules |  |  |  |  | Haeron Modules | Schneider Electric | HR-325W | [5 empty] | Group Captive | HSEPL | Clean Solar Power Bellary Private Limited | Meera Corporation Kr | - | NA
BELLARY_BLOCK_4 | BELLARY_BLOCK_4_SMB6.1_S-14 | PV Solar Module String | - | BELLARY_BLOCK_4_SMB6.1 | 13.65 |  |  | 42 | Modules |  |  |  | Out of Warranty | Haeron Modules |  |  |  |  | Haeron Modules | Schneider Electric | HR-325W | [5 empty] | Group Captive | HSEPL | Clean Solar Power Bellary Private Limited | Meera Corporation Kr | - | NA
BELLARY_BLOCK_4 | BELLARY_BLOCK_4_SMB6.2_S-1 | PV Solar Module String | - | BELLARY_BLOCK_4_SMB6.2 | 13.65 |  |  | 42 | Modules |  |  |  | Out of Warranty | Haeron Modules |  |  |  |  | Haeron Modules | Schneider Electric | HR-325W | [5 empty] | Group Captive | HSEPL | Clean Solar Power Bellary Private Limited | Meera Corporation Kr | - | NA
BELLARY_BLOCK_4 | BELLARY_BLOCK_4_SMB6.2_S-2 | PV Solar Module String | - | BELLARY_BLOCK_4_SMB6.2 | 13.65 |  |  | 42 | Modules |  |  |  | Out of Warranty | Haeron Modules |  |  |  |  | Haeron Modules | Schneider Electric | HR-325W | [5 empty] | Group Captive | HSEPL | Clean Solar Power Bellary Private Limited | Meera Corporation Kr | - | NA
BELLARY_BLOCK_4 | BELLARY_BLOCK_4_SMB6.2_S-3 | PV Solar Module String | - | BELLARY_BLOCK_4_SMB6.2 | 13.65 |  |  | 42 | Modules |  |  |  | Out of Warranty | Haeron Modules |  |  |  |  | Haeron Modules | Schneider Electric | HR-325W | [5 empty] | Group Captive | HSEPL | Clean Solar Power Bellary Private Limited | Meera Corporation Kr | - | NA
BELLARY_BLOCK_4 | BELLARY_BLOCK_4_SMB6.2_S-4 | PV Solar Module String | - | BELLARY_BLOCK_4_SMB6.2 | 13.65 |  |  | 42 | Modules |  |  |  | Out of Warranty | Haeron Modules |  |  |  |  | Haeron Modules | Schneider Electric | HR-325W | [5 empty] | Group Captive | HSEPL | Clean Solar Power Bellary Private Limited | Meera Corporation Kr | - | NA
BELLARY_BLOCK_4 | BELLARY_BLOCK_4_SMB6.2_S-5 | PV Solar Module String | - | BELLARY_BLOCK_4_SMB6.2 | 13.65 |  |  | 42 | Modules |  |  |  | Out of Warranty | Haeron Modules |  |  |  |  | Haeron Modules | Schneider Electric | HR-325W | [5 empty] | Group Captive | HSEPL | Clean Solar Power Bellary Private Limited | Meera Corporation Kr | - | NA
BELLARY_BLOCK_4 | BELLARY_BLOCK_4_SMB6.2_S-6 | PV Solar Module String | - | BELLARY_BLOCK_4_SMB6.2 | 13.65 |  |  | 42 | Modules |  |  |  | Out of Warranty | Haeron Modules |  |  |  |  | Haeron Modules | Schneider Electric | HR-325W | [5 empty] | Group Captive | HSEPL | Clean Solar Power Bellary Private Limited | Meera Corporation Kr | - | NA
BELLARY_BLOCK_4 | BELLARY_BLOCK_4_SMB6.2_S-7 | PV Solar Module String | - | BELLARY_BLOCK_4_SMB6.2 | 13.65 |  |  | 42 | Modules |  |  |  | Out of Warranty | Haeron Modules |  |  |  |  | Haeron Modules | Schneider Electric | HR-325W | [5 empty] | Group Captive | HSEPL | Clean Solar Power Bellary Private Limited | Meera Corporation Kr | - | NA
BELLARY_BLOCK_4 | BELLARY_BLOCK_4_SMB6.2_S-8 | PV Solar Module String | - | BELLARY_BLOCK_4_SMB6.2 | 13.65 |  |  | 42 | Modules |  |  |  | Out of Warranty | Haeron Modules |  |  |  |  | Haeron Modules | Schneider Electric | HR-325W | [5 empty] | Group Captive | HSEPL | Clean Solar Power Bellary Private Limited | Meera Corporation Kr | - | NA
BELLARY_BLOCK_4 | BELLARY_BLOCK_4_SMB6.2_S-9 | PV Solar Module String | - | BELLARY_BLOCK_4_SMB6.2 | 13.65 |  |  | 42 | Modules |  |  |  | Out of Warranty | Haeron Modules |  |  |  |  | Haeron Modules | Schneider Electric | HR-325W | [5 empty] | Group Captive | HSEPL | Clean Solar Power Bellary Private Limited | Meera Corporation Kr | - | NA
BELLARY_BLOCK_4 | BELLARY_BLOCK_4_SMB6.2_S-10 | PV Solar Module String | - | BELLARY_BLOCK_4_SMB6.2 | 13.65 |  |  | 42 | Modules |  |  |  | Out of Warranty | Haeron Modules |  |  |  |  | Haeron Modules | Schneider Electric | HR-325W | [5 empty] | Group Captive | HSEPL | Clean Solar Power Bellary Private Limited | Meera Corporation Kr | - | NA
BELLARY_BLOCK_4 | BELLARY_BLOCK_4_SMB6.2_S-11 | PV Solar Module String | - | BELLARY_BLOCK_4_SMB6.2 | 13.65 |  |  | 42 | Modules |  |  |  | Out of Warranty | Haeron Modules |  |  |  |  | Haeron Modules | Schneider Electric | HR-325W | [5 empty] | Group Captive | HSEPL | Clean Solar Power Bellary Private Limited | Meera Corporation Kr | - | NA
BELLARY_BLOCK_4 | BELLARY_BLOCK_4_SMB6.2_S-12 | PV Solar Module String | - | BELLARY_BLOCK_4_SMB6.2 | 13.65 |  |  | 42 | Modules |  |  |  | Out of Warranty | Haeron Modules |  |  |  |  | Haeron Modules | Schneider Electric | HR-325W | [5 empty] | Group Captive | HSEPL | Clean Solar Power Bellary Private Limited | Meera Corporation Kr | - | NA
BELLARY_BLOCK_4 | BELLARY_BLOCK_4_SMB6.2_S-13 | PV Solar Module String | - | BELLARY_BLOCK_4_SMB6.2 | 13.65 |  |  | 42 | Modules |  |  |  | Out of Warranty | Haeron Modules |  |  |  |  | Haeron Modules | Schneider Electric | HR-325W | [5 empty] | Group Captive | HSEPL | Clean Solar Power Bellary Private Limited | Meera Corporation Kr | - | NA
BELLARY_BLOCK_4 | BELLARY_BLOCK_4_SMB6.3_S-1 | PV Solar Module String | - | BELLARY_BLOCK_4_SMB6.3 | 13.65 |  |  | 42 | Modules |  |  |  | Out of Warranty | Haeron Modules |  |  |  |  | Haeron Modules | Schneider Electric | HR-325W | [5 empty] | Group Captive | HSEPL | Clean Solar Power Bellary Private Limited | Meera Corporation Kr | - | NA
BELLARY_BLOCK_4 | BELLARY_BLOCK_4_SMB6.3_S-2 | PV Solar Module String | - | BELLARY_BLOCK_4_SMB6.3 | 13.65 |  |  | 42 | Modules |  |  |  | Out of Warranty | Haeron Modules |  |  |  |  | Haeron Modules | Schneider Electric | HR-325W | [5 empty] | Group Captive | HSEPL | Clean Solar Power Bellary Private Limited | Meera Corporation Kr | - | NA
BELLARY_BLOCK_4 | BELLARY_BLOCK_4_SMB6.3_S-3 | PV Solar Module String | - | BELLARY_BLOCK_4_SMB6.3 | 13.65 |  |  | 42 | Modules |  |  |  | Out of Warranty | Haeron Modules |  |  |  |  | Haeron Modules | Schneider Electric | HR-325W | [5 empty] | Group Captive | HSEPL | Clean Solar Power Bellary Private Limited | Meera Corporation Kr | - | NA
BELLARY_BLOCK_4 | BELLARY_BLOCK_4_SMB6.3_S-4 | PV Solar Module String | - | BELLARY_BLOCK_4_SMB6.3 | 13.65 |  |  | 42 | Modules |  |  |  | Out of Warranty | Haeron Modules |  |  |  |  | Haeron Modules | Schneider Electric | HR-325W | [5 empty] | Group Captive | HSEPL | Clean Solar Power Bellary Private Limited | Meera Corporation Kr | - | NA
BELLARY_BLOCK_4 | BELLARY_BLOCK_4_SMB6.3_S-5 | PV Solar Module String | - | BELLARY_BLOCK_4_SMB6.3 | 13.65 |  |  | 42 | Modules |  |  |  | Out of Warranty | Haeron Modules |  |  |  |  | Haeron Modules | Schneider Electric | HR-325W | [5 empty] | Group Captive | HSEPL | Clean Solar Power Bellary Private Limited | Meera Corporation Kr | - | NA
BELLARY_BLOCK_4 | BELLARY_BLOCK_4_SMB6.3_S-6 | PV Solar Module String | - | BELLARY_BLOCK_4_SMB6.3 | 13.65 |  |  | 42 | Modules |  |  |  | Out of Warranty | Haeron Modules |  |  |  |  | Haeron Modules | Schneider Electric | HR-325W | [5 empty] | Group Captive | HSEPL | Clean Solar Power Bellary Private Limited | Meera Corporation Kr | - | NA
BELLARY_BLOCK_4 | BELLARY_BLOCK_4_SMB6.3_S-7 | PV Solar Module String | - | BELLARY_BLOCK_4_SMB6.3 | 13.65 |  |  | 42 | Modules |  |  |  | Out of Warranty | Haeron Modules |  |  |  |  | Haeron Modules | Schneider Electric | HR-325W | [5 empty] | Group Captive | HSEPL | Clean Solar Power Bellary Private Limited | Meera Corporation Kr | - | NA
BELLARY_BLOCK_4 | BELLARY_BLOCK_4_SMB6.3_S-8 | PV Solar Module String | - | BELLARY_BLOCK_4_SMB6.3 | 13.65 |  |  | 42 | Modules |  |  |  | Out of Warranty | Haeron Modules |  |  |  |  | Haeron Modules | Schneider Electric | HR-325W | [5 empty] | Group Captive | HSEPL | Clean Solar Power Bellary Private Limited | Meera Corporation Kr | - | NA
BELLARY_BLOCK_4 | BELLARY_BLOCK_4_SMB6.3_S-9 | PV Solar Module String | - | BELLARY_BLOCK_4_SMB6.3 | 13.65 |  |  | 42 | Modules |  |  |  | Out of Warranty | Haeron Modules |  |  |  |  | Haeron Modules | Schneider Electric | HR-325W | [5 empty] | Group Captive | HSEPL | Clean Solar Power Bellary Private Limited | Meera Corporation Kr | - | NA
BELLARY_BLOCK_4 | BELLARY_BLOCK_4_SMB6.3_S-10 | PV Solar Module String | - | BELLARY_BLOCK_4_SMB6.3 | 13.65 |  |  | 42 | Modules |  |  |  | Out of Warranty | Haeron Modules |  |  |  |  | Haeron Modules | Schneider Electric | HR-325W | [5 empty] | Group Captive | HSEPL | Clean Solar Power Bellary Private Limited | Meera Corporation Kr | - | NA
BELLARY_BLOCK_4 | BELLARY_BLOCK_4_SMB6.3_S-11 | PV Solar Module String | - | BELLARY_BLOCK_4_SMB6.3 | 13.65 |  |  | 42 | Modules |  |  |  | Out of Warranty | Haeron Modules |  |  |  |  | Haeron Modules | Schneider Electric | HR-325W | [5 empty] | Group Captive | HSEPL | Clean Solar Power Bellary Private Limited | Meera Corporation Kr | - | NA
BELLARY_BLOCK_4 | BELLARY_BLOCK_4_SMB6.3_S-12 | PV Solar Module String | - | BELLARY_BLOCK_4_SMB6.3 | 13.65 |  |  | 42 | Modules |  |  |  | Out of Warranty | Haeron Modules |  |  |  |  | Haeron Modules | Schneider Electric | HR-325W | [5 empty] | Group Captive | HSEPL | Clean Solar Power Bellary Private Limited | Meera Corporation Kr | - | NA
BELLARY_BLOCK_4 | BELLARY_BLOCK_4_SMB6.3_S-13 | PV Solar Module String | - | BELLARY_BLOCK_4_SMB6.3 | 13.65 |  |  | 42 | Modules |  |  |  | Out of Warranty | Haeron Modules |  |  |  |  | Haeron Modules | Schneider Electric | HR-325W | [5 empty] | Group Captive | HSEPL | Clean Solar Power Bellary Private Limited | Meera Corporation Kr | - | NA
BELLARY_BLOCK_4 | BELLARY_BLOCK_4_SMB6.4_S-1 | PV Solar Module String | - | BELLARY_BLOCK_4_SMB6.4 | 13.65 |  |  | 42 | Modules |  |  |  | Out of Warranty | Haeron Modules |  |  |  |  | Haeron Modules | Schneider Electric | HR-325W | [5 empty] | Group Captive | HSEPL | Clean Solar Power Bellary Private Limited | Meera Corporation Kr | - | NA
BELLARY_BLOCK_4 | BELLARY_BLOCK_4_SMB6.4_S-2 | PV Solar Module String | - | BELLARY_BLOCK_4_SMB6.4 | 13.65 |  |  | 42 | Modules |  |  |  | Out of Warranty | Haeron Modules |  |  |  |  | Haeron Modules | Schneider Electric | HR-325W | [5 empty] | Group Captive | HSEPL | Clean Solar Power Bellary Private Limited | Meera Corporation Kr | - | NA
BELLARY_BLOCK_4 | BELLARY_BLOCK_4_SMB6.4_S-3 | PV Solar Module String | - | BELLARY_BLOCK_4_SMB6.4 | 13.65 |  |  | 42 | Modules |  |  |  | Out of Warranty | Haeron Modules |  |  |  |  | Haeron Modules | Schneider Electric | HR-325W | [5 empty] | Group Captive | HSEPL | Clean Solar Power Bellary Private Limited | Meera Corporation Kr | - | NA
BELLARY_BLOCK_4 | BELLARY_BLOCK_4_SMB6.4_S-4 | PV Solar Module String | - | BELLARY_BLOCK_4_SMB6.4 | 13.65 |  |  | 42 | Modules |  |  |  | Out of Warranty | Haeron Modules |  |  |  |  | Haeron Modules | Schneider Electric | HR-325W | [5 empty] | Group Captive | HSEPL | Clean Solar Power Bellary Private Limited | Meera Corporation Kr | - | NA
BELLARY_BLOCK_4 | BELLARY_BLOCK_4_SMB6.4_S-5 | PV Solar Module String | - | BELLARY_BLOCK_4_SMB6.4 | 13.65 |  |  | 42 | Modules |  |  |  | Out of Warranty | Haeron Modules |  |  |  |  | Haeron Modules | Schneider Electric | HR-325W | [5 empty] | Group Captive | HSEPL | Clean Solar Power Bellary Private Limited | Meera Corporation Kr | - | NA
BELLARY_BLOCK_4 | BELLARY_BLOCK_4_SMB6.4_S-6 | PV Solar Module String | - | BELLARY_BLOCK_4_SMB6.4 | 13.65 |  |  | 42 | Modules |  |  |  | Out of Warranty | Haeron Modules |  |  |  |  | Haeron Modules | Schneider Electric | HR-325W | [5 empty] | Group Captive | HSEPL | Clean Solar Power Bellary Private Limited | Meera Corporation Kr | - | NA
BELLARY_BLOCK_4 | BELLARY_BLOCK_4_SMB6.4_S-7 | PV Solar Module String | - | BELLARY_BLOCK_4_SMB6.4 | 13.65 |  |  | 42 | Modules |  |  |  | Out of Warranty | Haeron Modules |  |  |  |  | Haeron Modules | Schneider Electric | HR-325W | [5 empty] | Group Captive | HSEPL | Clean Solar Power Bellary Private Limited | Meera Corporation Kr | - | NA
BELLARY_BLOCK_4 | BELLARY_BLOCK_4_SMB6.4_S-8 | PV Solar Module String | - | BELLARY_BLOCK_4_SMB6.4 | 13.65 |  |  | 42 | Modules |  |  |  | Out of Warranty | Haeron Modules |  |  |  |  | Haeron Modules | Schneider Electric | HR-325W | [5 empty] | Group Captive | HSEPL | Clean Solar Power Bellary Private Limited | Meera Corporation Kr | - | NA
BELLARY_BLOCK_4 | BELLARY_BLOCK_4_SMB6.4_S-9 | PV Solar Module String | - | BELLARY_BLOCK_4_SMB6.4 | 13.65 |  |  | 42 | Modules |  |  |  | Out of Warranty | Haeron Modules |  |  |  |  | Haeron Modules | Schneider Electric | HR-325W | [5 empty] | Group Captive | HSEPL | Clean Solar Power Bellary Private Limited | Meera Corporation Kr | - | NA
BELLARY_BLOCK_4 | BELLARY_BLOCK_4_SMB6.4_S-10 | PV Solar Module String | - | BELLARY_BLOCK_4_SMB6.4 | 13.65 |  |  | 42 | Modules |  |  |  | Out of Warranty | Haeron Modules |  |  |  |  | Haeron Modules | Schneider Electric | HR-325W | [5 empty] | Group Captive | HSEPL | Clean Solar Power Bellary Private Limited | Meera Corporation Kr | - | NA
BELLARY_BLOCK_4 | BELLARY_BLOCK_4_SMB6.4_S-11 | PV Solar Module String | - | BELLARY_BLOCK_4_SMB6.4 | 13.65 |  |  | 42 | Modules |  |  |  | Out of Warranty | Haeron Modules |  |  |  |  | Haeron Modules | Schneider Electric | HR-325W | [5 empty] | Group Captive | HSEPL | Clean Solar Power Bellary Private Limited | Meera Corporation Kr | - | NA
BELLARY_BLOCK_4 | BELLARY_BLOCK_4_SMB6.4_S-12 | PV Solar Module String | - | BELLARY_BLOCK_4_SMB6.4 | 13.65 |  |  | 42 | Modules |  |  |  | Out of Warranty | Haeron Modules |  |  |  |  | Haeron Modules | Schneider Electric | HR-325W | [5 empty] | Group Captive | HSEPL | Clean Solar Power Bellary Private Limited | Meera Corporation Kr | - | NA
BELLARY_BLOCK_4 | BELLARY_BLOCK_4_SMB6.4_S-13 | PV Solar Module String | - | BELLARY_BLOCK_4_SMB6.4 | 13.65 |  |  | 42 | Modules |  |  |  | Out of Warranty | Haeron Modules |  |  |  |  | Haeron Modules | Schneider Electric | HR-325W | [5 empty] | Group Captive | HSEPL | Clean Solar Power Bellary Private Limited | Meera Corporation Kr | - | NA
Note on E1: Jyotsna Singh: Immediate parent name
Note on C2: This is from tab - AssetCatergory (Add if your site asset is not mentioned)
Note on D2: According to Nameplate details
Note on G2: lowest/Basic - raw data (the same will be looped/linked for parent DC CAP) String to SCB, SCB TO INVERTER etc
Note on H2: lowest/Basic - raw data (the same will be looped/linked for parent DC CAP) String to SCB, SCB TO INVERTER etc
Note on I2: lowest/Basic - raw data (the same will be looped/linked for parent DC CAP) String to SCB, SCB TO INVERTER etc
Note on U2: Manufacturer & Supplier can be same or may not be same
Note on H3: lowest/Basic - raw data (the same will be looped/linked for parent DC CAP) String to SCB, SCB TO INVERTER etc
Note on C125: This is from tab - AssetCatergory (Add if your site asset is not mentioned)

## Facilities
id | Name | SPV Name | Plant Type | description | category | customer | owner | operator | isBlock | parentId | address | city | state | country | zipcode | latitude | longitude | status | photoId | timezone | startDate | endDate
1 | Alote | CSP DHAR | Solar | Tracker/Fixed/Seasonal tilt | SolarPlant | APSEB | HFE-HeadOffice | HFE | 0 | 0 | HFE Plant, Village Pahadi | Raigad | MH | India | 400063 | 40.731 | -73.997 | 1 | 0 | Asia/Kolkata
2 | HFE_Block_1 |  |  | Its a block on road 1 | Block | APSEB | HFE-HeadOffice | HFE | 1 | 1 | HFE Plant, Road no 1 | Raigad | MH | India | 400063 | 40.731 | -73.997 | 1 | 0 | Asia/Kolkata
3 | HFE_Block_2 |  |  | Its a block on road 2 | Block | APSEB | HFE-HeadOffice | HFE | 1 | 1 | HFE Plant, Road no 1 | Raigad | MH | India | 400063 | 40.731 | -73.997 | 1 | 0 | Asia/Kolkata
BELLARY_BLOCK1
BELLARY_BLOCK2
BELLARY_BLOCK3
BELLARY_BLOCK4
BELLARY_MCR
BELLARY_SWITCHYARD
Note on G1: [Threaded comment] Your version of Excel allows you to read this threaded comment; however, any edits to it will get removed if the file is opened in a newer version of Excel. Learn more: https://go.microsoft.com/fwlink/?linkid=870924 Comment: DISCOM

## AssetCategory
id | name | description | status | calibrationRequired
1 | ICR | ICR | 0 | 0
2 | Inverter | Inverter | 1 | 0 | HFE pl put these in proper order
3 | MFM | Multi Function Meter | 1 | 0
4 | SCB | String Combiner Box | 1 | 0
5 | WMS | Weather Monitoring Station | 1 | 1
6 | Transformer | Transformer | 1 | 0
7 | Switchgear | Switchgear | 1 | 0
8 | SCADA | SCADA | 1 | 0
9 | Modules | Modules | 0 | 0
10 | Table | Modules Table | 1 | 0
11 | Tracker | Tracker | 1 | 0
12 | Fire Protection System | Fire Protection System | 1 | 0
13 | Intrusion System | Intrusion System | 1 | 0
14 | CCTV System | CCTV System | 1 | 0
15 | MMS | MMS (Module Mounting Structure) | 1 | 0
16 | UPS Distribution Box | UPS Distribution Box | 0 | 0
17 | Annunciator | Annunciator | 1 | 0
18 | Relay | Relay | 1 | 0
19 | Stabilizer | Stabilizer | 1 | 0
20 | Uninterrupted Power Supply | Uninterrupted Power Supply | 1 | 0
21 | SCADA Panel | SCADA Panel | 0 | 0
22 | SCADA Panel | SCADA Panel | 0 | 0
23 | Block MV Panel | Block MV Panel | 1 | 0
24 | MCR_SwitchGear Panel | SwitchGear Panel at MCR | 1 | 0
25 | ACDB | AC Distribution Box | 1 | 0
26 | Air Filter Unit | Air Filter Unit | 1 | 0
27 | UPS | UPS | 1 | 0
28 | Telecommunication System | Telecommunication System | 1 | 0
29 | RMU | RMU | 1 | 0
30 | Inverter Transformer | Ingeteam Transformer | 1 | 0
31 | MCS System | Module Cleaning System | 1 | 0
32 | Electric Gate | Electric Gate | 1 | 0
33 | Fence | Fence | 1 | 0
34 | Earth Pit | Earth Pit | 1 | 0
35 | Auxiliary Transformer | Auxiliary Transformer | 1 | 0
36 | PV Module | PV Module | 1 | 0
37 | Batteries | Batteries | 1 | 0
38 | Battery Charger | Battery Charger | 1 | 0
39 | Air Conditioner | Air Conditioner | 1 | 0
40 | Boundary Wall | Boundary Wall | 1 | 0
41 | Lightning Arrestor | Lightning Arrestor | 1 | 0
42 | PV Structure | PV Structure | 1 | 0
43 | Road and Drain | Road and Drain | 1 | 0
44 | ROBOT | Module cleaning ROBOT | 1 | 0
45 | AU Panel | Associated Unit Panel | 1 | 0
46 | Power Transformer | Power Transformer | 1 | 0
47 | UPS Battery | UPS Battery | 1 | 0
48 | Battery Charger Battery | Battery Charger Battery | 1 | 0
49 | RO System | RO System | 1 | 0
50 | Three Phase Induction Motor | Three Phase Induction Motor | 1 | 0
51 | Switchyard | Switchyard | 1 | 0
52 | Facility End Metering Point | Facility End Metering Point | 1 | 0
53 | Procurer End Metering Point | Procurer End Metering Point | 1 | 0
54 | NGRT | Neutral Ground Resistance Transformer | 1 | 0
55 | Soiling Monitoring Station | Soiling Monitoring Station | 1 | 0
56 | Fire Alarm System | Fire Alarm System | 1 | 0
57 | HVAC | Heating Ventilation and Air Conditioning | 1 | 0
58 | LVAC | LVAC | 1 | 0
59 | Control & Relay Panel | Control & Relay Panel | 1 | 0
60 | BUS PT | BUS PT | 1 | 0
61 | Diesel Generator | Diesel Generator | 1 | 0
62 | Power Plant Controller | Power Plant Controller | 1 | 0
63 | SCMS | SCMS | 1 | 0
64 | Disconnecting Circuit Breaker | Disconnecting Circuit Breaker | 1 | 0
65 | Automatic Voltage Regulator | Automatic Voltage Regulator | 1 | 0
66 | Fault Monitoring System | Fault Monitoring System | 1 | 0
67 | Earthing Transformer | Earthing Transformer | 1 | 0
68 | Capacitive Voltage Transformer | Capacitive Voltage Transformer | 1 | 0
69 | Transformer Monitoring System | Transformer Monitoring System | 1 | 0
70 | Fiber Optic Distribution Panel | Fiber Optic Distribution Panel | 1 | 0
71 | Current Transformer | Current Transformer | 1 | 0
72 | Potential Transformer | Potential Transformer (Voltage Transformer) | 1 | 0
73 | Distribution Board | Distribution Board | 1 | 0
74 | Isolator | Isolator | 1 | 0
75 | ACCB | AC Load Break Switch or AC Isolator | 1 | 0
76 | LTDB | Low Tension Distribution Box | 1 | 0
77 | Evacuation Transformer | Evacuation Transformer | 1 | 0
78 | DC SYSTEM | DC SYSTEM | 1 | 0
79 | Distributed Temperature System | Distributed Temperature System | 1 | 0
80 | UPS SCVS | UPS SCVS | 1 | 0
81 | PLC Panel | PLC Panel | 1 | 0
82 | DVR | Digital Video Recorder | 1 | 0
83 | VCB | Vacuum Circuit Breaker | 1 | 0
84 | LT Panel | LT Panel | 1 | 0
85 | NFPS | Nitrogen Fire Protection System | 1 | 0
86 | UPS DB | UPS DB | 1 | 0
87 | SS | Substation | 1 | 0
88 | Elevator | Elevator | 1 | 0
89 | Substation | Substation | 1 | 0
90 | Transformer Protection Panel Main 2 | Transformer Protection Panel Main 2 | 1 | 0
91 | Transformer Protection Panel Main 1 | Transformer Protection Panel Main 1 | 0 | 0
92 | Cable Feeder Panel | Cable Feeder Panel | 1 | 0
93 | Surge Arrestor | Surge Arrestor | 1 | 0
94 | Local Control Cubical (LCC) | Local Control Cubical (LCC) | 1 | 0
95 | APFC Panel | APFC Panel | 1 | 0
96 | MCR Switchgear panel | MCR Switchgear panel | 0 | 0
97 | PASS | Plant Accounting and Settlement System | 1 | 0
98 | Module Cleaning System | Module Cleaning System | 0 | 0
99 | Auxiliary Transformer Feeder | Auxiliary Transformer Feeder | 1 | 0
100 | RTCC Panel | RTCC Panel 1 | 1 | 1
101 | ACDB LT Panel | ACDB LT Panel | 1 | 0
102 | TVM Meter | TVM Meter | 1 | 0
103 | Capacitor Bank | Capacitor Bank | 1 | 0
104 | Fuse Box | Fuse Box | 1 | 0
105 | Soiling Monitoring Station. | Soiling monitoring system | 0 | 0
106 | MCR_UPS | MCR_UPS | 1 | 0
107 | General | General | 1 | 0
108 | Earthing System | Earthing System | 1 | 0
109 | MCR_Earthing System | MCR_Earthing System | 1 | 0
110 | Security System | Security System | 1 | 0
111 | Motorised Isolator | Motorised Isolator | 1 | 0
112 | Battery Cell | Battery Cell | 1 | 0
113 | COS Panel | COS Panel | 1 | 0
114 | Battery Bank | Battery Bank | 1 | 0
115 | Disturbance Fault Recorder Panel | Disturbance Fault Recorder Panel | 1 | 0
116 | Suntracker | Suntracker | 1 | 0
117 | Sumpump | Sumpump | 1 | 0
118 | Boosterpump | Boosterpump | 0 | 0
119 | Booster Pump | Booster Pump | 1 | 0
120 | Cable | Cable | 1 | 0
121 | Cable Protection Cubicle | Cable Protection Cubicle | 0 | 0
122 | Energizer | Energizer | 0 | 0
123 | Jet Pump | Jet Pump | 1 | 0
124 | MCR | MCR | 0 | 0
125 | Electric Fence | Electric Fence | 1 | 0
126 | Lighting DB | Lighting DB | 1 | 0
127 | Lightning Mast | Lightning Mast | 1 | 0
128 | Lighting (Outdoor & Boundary) | Lighting (Outdoor & Boundary) | 1 | 0
129 | Electric Motor | Electric Motor | 1 | 0
130 | Switchgear Outgoing | Switchgear Outgoing | 1 | 0
131 | Switchgear VT | Switchgear VT | 1 | 0
132 | Capacitor bank feeder | Capacitor bank feeder | 1 | 0
133 | Capacitor bank and APFC Panel | Capacitor bank and APFC Panel | 1 | 0
134 | Exhaust Fan | Exhaust Fan | 1 | 0
135 | DCDB | DCDB | 1 | 0
136 | Auxiliary transformer SS | Auxiliary transformer SS | 1 | 0
137 | Switchyard Structure | Switchyard Structure | 1 | 0
138 | Pole Structure | Pole Structure | 1 | 0
139 | CVT | Constant Voltage Transformer | 1 | 0
140 | 48V battery charger | 48V battery charger | 1 | 0
141 | 110V battery charger | 110V battery charger | 1 | 0
142 | Fire Extinguisher Cylinder | Fire Extinguisher Cylinder | 1 | 0
143 | Tracker_NCU | Tracker_NCU | 1 | 0
144 | plant monitoring | plant monitoring | 1 | 0
145 | Auxiliary Panel | Auxiliary Panel | 1 | 0
146 | Network Monitoring System | Network Monitoring System | 0 | 0
147 | NAD_SS1 | NAD_SS1 | 1 | 0
148 | NAD_SS2 | NAD_SS2 | 1 | 0
149 | CSS Panel | CSS Panel | 1 | 0
150 | IT | IT | 1 | 0
151 | RTU Panel | RTU Panel | 1 | 0
152 | FOTE Panel | FOTE Panel | 1 | 0
153 | OLTC | On Load Tap Changer | 1 | 0
154 | Panels | Panels | 1 | 0
155 | NAD_Panels_SS1 | NAD_Panels_SS1 | 1 | 0
156 | NAD_Panels_SS2 | NAD_Panels_SS2 | 1 | 0
157 | SPY CAM | SPY CAM | 1 | 0
158 | Multimeter | Multimeter | 1 | 0
159 | Clamp on meter | Clamp on meter | 1 | 0
160 | Insulation Tester | Used to check insulation resistance value | 1 | 0
161 | Earth Resistance Tester | To check Earth Resistance value of Earth pits | 1 | 0
162 | Tools | Tools | 1 | 0
163 | PPE | Personal Protective Equipment | 1 | 0
164 | Safety Tools | Safety Tools | 1 | 0
165 | Android Tablet | Android Tablet | 1 | 0
166 | Consumables | Consumables | 1 | 0
167 | Negative Grounding Resistance | Negative Grounding Resistance | 1 | 0
168 | Inv Station Fire Alarm System | Inv Station Fire Alarm System | 1 | 0
169 | Inv Station Auxiliary Transformer | Inv Station Auxiliary Transformer | 1 | 0
170 | Auxiliary Transformer (not used) | Auxiliary Transformer | 0 | 0
171 | Fire Alarm System(wrong) | Fire Alarm System | 0 | 0
172 | MCR UPS | MCR UPS | 0 | 0
173 | Inv Station UPS & Batteries | Inv Station UPS &amp; Batteries | 1 | 0
174 | MCR UPS & Batteries | MCR UPS & Batteries | 1 | 0
175 | Inv Station Lightning Arrestor | Inv Station Lightning Arrestor | 1 | 0
176 | MCR Control & Relay Panel | MCR Control & Relay Panel | 1 | 0
177 | MCR MV Panel | MCR MV Panel | 1 | 0
178 | MCR SCADA | MCR SCADA | 1 | 0
179 | Substation CB | Substation CB | 1 | 0
180 | PPC | Power Plant Controller | 0 | 0
181 | GHI_Radiation_Sensor | GHI Radiation Sensor | 1 | 0
182 | POA_Radiation_Sensor | POA Radiation Sensor | 1 | 0
183 | Water Reservoir | Water Reservoir | 1 | 0
184 | Substation Automation System | Substation Automation System | 1 | 0
185 | Wave Trap | Wave Trap | 1 | 0
186 | MCR Auxiliary Transformer | MCR Auxiliary Transformer | 1 | 0
187 | SmallTool | SmallTool | 1 | 1
188 | Transmission Line | Transmission Line | 1 | 0
189 | RMU | Ring main unit | 1
190 | ROBOT | Module cleaning ROBOT | 1
191 | UPS SCVS | UPS SCVS | 1
192 | Software
192 | DC Fuse Box | DC Fuse Box
| MSAT | Msat Tracker

## Businesses
id | name | email | contactNumber | contactPerson | website | location | secondContactNumber | secondEmail | type | address | city | state | country | zip | currency | notes | status
3 | APSEB | Someone@APSEB.com | 1234567890 | Someone | http://apseb.com |  |  |  | Customer | address | new city | South Caicos and East Caicos | Turks And Caicos Islands | 333333 | TRY |  | 1
4 | HCG | HCG@gmail.com | 66666666666 | karan | https://www.HCG.com |  | 7777777777 | HCG1@gmail.com | Vendor | gk mall | Bengaluru | Karnataka | India | 11001 | USD |  | 1
5 | Hukseflux | sujit@weather-india.com | 9876543210 | Sujit Sharma | https://www.hukseflux.com |  | 1212121212 | info@weather-india.com | Supplier | 22/grond floor /south ex plaza-/South Extension Part/Newdelhi | New Delhi | Delhi | India | 110049 | INR-IN |  | 1